## P&G
HV Lines Bill of Quantities
Project Name: |  | Construction and Refurbishment of 44-132kV Sub-Transmission lines, within Mpumalanga Operating Unit for a period of 36 months.
Activity Stage 1: Preliminary & General, Environmental, Health & Safety and Site establishment
UNIT
Item | Reference Drawing | Description | Unit | Quantity | Labour Rate | Total
1.1 | Preliminary & General cost - VOLUME 3 : Activity Stage 1.1
1.1.1 | Fixed charge items:
|  | (a) Site establishment of facilities on site such as Site office, sheds, Site Stores , temporal fencing, lighting, security lighting, etc. | sum |  |  | 0
|  | b) Contractual requirements i.e., insurance’s, statutory contributions, etc. | sum |  |  | 0
|  | c) All Sanitary & Ablution facilities for Contractor's employees (Establish) | sum |  |  | 0
|  | d) Domestic water supplies (Establish) | sum |  |  | 0
|  | e) Electricity and communication supplies ( existing sub) | sum |  |  | 0
|  | e) Electricity and communication supplies (provide proof) | sum |  |  | 0
|  | f) Planning & Programme management for the Works (Contractor must allow for the preparation of a detailed programme reflecting the outage dates) | Sum |  |  | 0
|  | g) Completion and submission of the "Expanded Public Works Programme Report" | Sum |  |  | 0
Item | Reference Drawing | Description | Unit | Quantity | Labour Rate | Labour Rate
1.1.2 |  | Time related items:
|  | (a) Site establishment of facilities on site | Month |  |  | 0
b) Contractor's Plant, Equipment & Tools (Including transport cost to and from site)
|  | 10 m³ Tipper Truck | day |  |  | 0
|  | 14 m³ Tipper Truck | day |  |  | 0
|  | Transport Truck 5-8 ton | day |  |  | 0
|  | Transport Truck 5-8 ton with crane | day |  |  | 0
|  | Transport Truck 9-14 ton with crane | day |  |  | 0
|  | Transport Truck 30 ton with crane | day |  |  | 0
|  | 120kW Excavator / 70kW TLB ) | day |  |  | 0
|  | Grader | day |  |  | 0
|  | Roller | day |  |  | 0
|  | b) Contractual requirements i.e., insurance’s, statutory contributions, etc. | Month |  |  | 0
|  | c) Accommodation for Contractor's employees (supplier to submit a qoutation prior to signing a task order,invoice will be paid at a cost plus 10% basis ) | Month |  |  | 0
|  | d) All Sanitary & Ablution facilities for Contractor's employees | Month |  |  | 0
|  | f) Electricity and communication supplies (Use & Maintain) | Month |  |  | 0
|  | g) Domestic water supplies (Use & Maintain) | Month |  |  | 0
|  | h) Site Supervision ( 1 SUPERVISOR) | Month |  |  | 0
|  | I) Site Security (minimum 2 guards per day and 2 guards at night and supplier to submit a qoutation prior to signing a task order ) | Month |  |  | 0
J) Special transport of workers to, at and from site in terms of the OHS Act Regulations.
|  | Transport personal (12 seater) | km |  |  | 0
|  | LDV | km |  |  | 0
|  | k) Special transport of material from site to stores back to site | km |  |  | 0
|  | l) Other daily rate time related charges, required for the successful completion of this project | days |  |  | 0
|  | m) Outages Contractor must allow for work being done during outages on weekends | w/ends |  |  | 0
1.2 | Environmental requirements - VOLUME 3 PART 2: Activity Stage 1.2
Item | Reference Drawing | Description | Unit | Quantity | Labour Rate | Labour Rate
1.2.1 |  | a) Compliance with environmental legislation as well as environmental specifications included in or referred to in this document | sum |  |  | 0
|  | b) Allowance for environmental risks and reporting of environmental incidents | Sum |  |  | 0
|  | c) Waste Disposal | Sum |  |  | 0
|  | d) Compile, use and maintain the Environmental Incident Register" on site. | Sum |  |  | 0
1.3 | Health and Safety requirements (34-333) - VOLUME 3 PART 2: Activity Stage 1.3
Item | Reference Drawing | Description | Unit | Quantity | Labour/ Hourly Rate | Total
1.3.1 | (a) Personal Protective Equipment:
Personal Protective Equipment appropriate to the task to be performed shall be provided by the Principal Contractor.
|  | Steel toe capped safety boots | Item |  |  | 0
|  | Appropriate protective clothing, Overalls | Item |  |  | 0
|  | Colour coded hardhats [Blue for labourer, Red for First Aider, Green for SHE Reps and White for'Supervisors and Managers] | Item |  |  | 0
|  | Eye protection appropriate to task performed | Item |  |  | 0
|  | Ear Protection e.g (Ear Plugs etc) | Item |  |  | 0
|  | Dust mask where possible | Item |  |  | 0
|  | Safety Googles - specific to task requirements | Item |  |  | 0
|  | Gloves appropriate to the task performed. | Item |  |  | 0
| (b) Supply and Provision for Safety and Emergency Response Equipments |  |  |  |  | 0
|  | First Aid Box Equipments | Item |  |  | 0
|  | Fire Fighting Equipment (Fire Extinquishers (9kg) | Item |  |  | 0
|  | Fire and First Aid Box Symbolic Signs | Item |  |  | 0
|  | Alco Tester | Item |  |  | 0
|  | Provision of symbolic safety constrcution signs | Item |  |  | 0
|  | Any other: Contractor to add and specify : …… | Item |  |  | 0
( b) Human Resources
|  | Comply with Statutory Health & Safety appointments and required competencies in terms of the OHS Act and Regulations. (Costing for training should be in accordance with the required listed training as per SHE returnables Annexure C1). Limited to a maximum number of 8 persons per team per company claimed once for the duration of the contract). | Item |  |  | 0
|  | Appointment of a SACPCMP registered Project SHE Officer (Subject to negotiated rate per hour spent on site)- to ensure all OH& S project related requirements are complied with. i.e Compile project specific "Health and Safety Plan and file " to be submitted by the Contractor, Compile Baseline Risk assessment and health risk assessment which is scope of work specific, Incident Investigations, Monthly Audits etc. | Item |  |  | 0
|  | Eskom Environmnetal Law Training | Item |  |  | 0
| (c ). Supply and Provision of Equipments for Work at Heights |  |  |  |  | 0
|  | Fall Protection Equipment ( FAS)- Safety Harness | Item |  |  | 0
|  | Fall Rescue Kit | Item |  |  | 0
| (d ). Driven Machinery Regulations : Lifting Machinery |  |  |  |  | 0
|  | Performance Load Testing , inspection and Examinations for Mobile Crane Truck. 12 Monthly/ Yearly | Item |  |  | 0
|  | Performance Load Testing , inspection and Examinations for all safety attachment devises (Chains, Hooks, ropes); etc. 6 (six) Monthly) | Item |  |  | 0
(e ). Barricading Material
|  | Supply and Install rigid type barricading | Item |  |  | 0
|  | supply and Install temporary fence barricading along perimeter of excavated area. | Item |  |  | 0
(F). Occupational Health and Hygiene
|  | Pre Medical Screening per employee assigned for a particular project ( Principal Contractor subject to one claim annually for 7 assigned employees ), Casual Labourers per project. | Item |  |  | 0
|  | Periodic Medical Screening (Follow-up on identified medical condition, based on the project duration). 6 months and more. | Item |  |  | 0
|  | d) Other Health and Safety related items deemed necessary to comply to OHS Act, Regulations and Eskom Safety specifications | Item |  |  | 0
Note on C14: The cost to the Contractor to make provision for the employment of a competent supervisor to supervise and manage the execution of the Works as well as to prepare a detailed programme and supporting documentation for the execution of the contract including the work of all approved subcontractors engaged by Employer, representing the information that is required by the Works Information in sufficient detail to enable the Employer's Representative to assess the progress of the works at all times in comparison with the programme. Supervisor to be full time on site. Approval in writing to be obtained if supervisor to be dedicated to more than one site in the same area.
Note on C73: The cost to the Contractor to make provision for the appointees in terms of the OHS Act and Regulations i. e., qualified first aider, construction site Health and safety officer, incident / Accident investigator, if not part of the construction teams of the Contractor, and appointed full time for this purpose. The additional cost of their employment which can not be recovered through contract rates, should be allowed here. The Principal Contractor as well as his Subcontractors should also be appointed in writing by the Employer and be registered and in good standing with the Compensation fund.
Note on C88: The cost to the Contractor to make provision for the cost to comply to any other requirement of the OHS Act, i.e., to notify the Department of Labour of the Construction project, time and cost to do and record daily Risk assessments.

## BoQ Structures
Volume3_Part1_BOQ_HV Lines_R1 Bill of Quantities
Project Name: |  | Construction and Refurbishment of 44-132kV Sub-Transmission lines, within Mpumalanga Operating Unit
Activity Stage 2: Establish construction access |  |  |  |  | NEGOTIATED RATES
Item | Reference Drawing | Description | Unit | Quantity | Material Rate | Labour Rate | Total
2.1 | Supply and transport of new power line servitude gates: VOLUME 3 PART 2 - Activity Stage 2.1
2.1.1 | D-FS-12051 Rev. 5 Sht. 1 - 5 | Complete Supply and Transport of new 4,5m wide small stock fence servitude gates (complete with gate posts and chain), (Item subjected to re-measurement) | each |  |  |  | 0
2.1.2 | D-FS-13409 Rev. 1 Sht. 1 - 5 | Complete Supply and Transport of new 4,5m wide game fence servitude gates (complete with gate posts and chain), (Item subjected to re-measurement) | each |  |  |  | 0
2.1.3 |  | Complete Supply and Transport of servitude gate labels (Item subjected to re-measurement) | each |  |  |  | 0
Sub-Total 2.1 | [6 empty] | 0
2.2 | Complete refurbishment and replacement of existing power line servitude gates: VOLUME 3 PART - Activity Stage 2.2 | [5 empty] | 0
2.2.1 |  | Complete dismantling and removal from site of existing servitude/access gates (complete with gate posts and chain) (Item subjected to re-measurement) | each |  |  |  | 0
2.2.2 | D-FS-12051 Rev. 5 Sht. 1 - 5 | Setting-out and complete re-installation of new Standard 4,5m wide small stock fence servitude/access gates (complete with gate posts and chain), (Item subjected to re-measurement) | each |  |  |  | 0
2.2.3 |  | Complete refurbishment of private access gates outside the power line servitude and used by the Contractor to gain construction access (complete with gate posts and chain) (Item subjected to re-measurement) | each |  |  |  | 0
2.2.4 |  | Setting-out and complete re-installation of new Standard 4,5m wide game fence servitude/access gates (complete with gate posts and chain), dwg: D-FS-13409 Rev. 1 Sht. 1 - 5 (Item subjected to re-measurement) | each |  |  |  | 0
Item | Reference Drawing | Description | Unit | Quantity | Material Rate | Labour Rate | Total
2.3 | Complete installation of new power line servitude gates: VOLUME 3 PART - Activity Stage 2.3
2.3.1 | D-FS-12051 Rev. 5 Sht. 1 - 5 | Setting-out and complete installation of new Standard 4,5m wide small stock fence gates in fences without any servitude gates (complete with gate posts and chain), dwg: (Item subjected to re-measurement) | each |  |  |  | 0
2.3.2 | D-FS-13409 Rev. 1 Sht. 1 - 5 | Setting-out and complete installation of new Standard 4,5m wide game fence gates in fences without any servitude gates (complete with gate posts and chain), dwg: (Item subjected to re-measurement) | each |  |  |  | 0
2.3.3 |  | Complete installation of all servitude gate labels (Item subjected to re-measurement) | each |  |  |  | 0
2.4 | Complete establishment of property construction acess: VOLUME 3 PART 2 - Activity Stage 2.4 | [5 empty] | 0
2.4.1 |  | Use and maintenance of private access roads for construction purposes (Item subjected to re-measurement) | wks |  |  |  | 0
2.4.2 |  | Establishment, use and maintenance of construction access on the power line servitude (Item subjected to re-measurement) | wks |  |  |  | 0
2.5 | Closure of construction access: VOLUME 3 PART 2 - Activity Stage 2.4 | [5 empty] | 0
2.5.1 |  | Closure of all temporary construction roads, where required | sum |  |  |  | 0
|  | Complete construction of erosion protection measures as instructed by the Clerk of Works (Item subjected to re-measurement) | sum |  |  |  | 0
Activity Stage 3: Construction of temporary By-pass Lines
Item | Reference Drawing | Description | Unit | Quantity | Material Rate | Labour Rate | Total
3.1 | For complete installation and dressing of By-pass structures, refer to: Activity Stage 3.1 (All relevant Items measured in referred Activity Stages)
3.2 | Transport of By- pass connecting hardware: VOLUME 3 PART 2 - Activity Stage 3.2 & 3.3
3.2.1 |  | Supply and transport of by-pass material, see PART .... Items …. | ea |  |  |  | 0
3.3 | Complete installation and removal of temporary By-passes …: VOLUME 3 PART 2 - Activity Stage 3.2 & 3.3 | [5 empty] | 0
3.3.1 |  | Disconneting Existing Structures / Line Discription…. | ea |  |  |  | 0
3.3.2 |  | Comlpete installation, Bypass Discription…. | ea |  |  |  | 0
3.3.3 |  | Complete disconneting, dismantling and removal of bypass line Discription…. | ea |  |  |  | 0
Activity Stage 4: Foundations
Item | Reference Drawing | Description | Unit | Quantity | Material Rate | Labour Rate | Total
4.1 | Geotechnical investigation and soil/foundation types nominations: VOLUME 3 PART 2 - Activity Stage 4.1
4.1.1 |  | Excavating and backfilling of soil profile test holes for structure foundation soil type nominations | each |  |  |  | 0
4.1.2 |  | Nomination of soil types for structure foundations and submission of records for Employer's approval | each |  |  |  | 0
4.2 | Foundations Design or Verification: VOLUME 3 PART 2 - Activity Stage 4.2
The appointment of a professional civil engineer will be the responsibility of the contractor and will be paid by the contractor - costs must be included in the tender. Foundation designs are provided for all possible soil types but needs to be verified and approved by a Prof Civil Engineer for each installation. Should the contractor wish to construct a foundation of a different design, all design drawings will be submitted to Eskom for acceptance. The contractor will accept full responsibility for these designs. Eskom will not pay for these designs unless the submitted Eskom designs cannot be used due to prevailing site conditions. This decision will be taken by the Engineer. Foundation designs for all structures in accordance with 0501KR-01 rev 1, 240-47172520 (TRMSCAAC5) and SCSASABK8 by a registered professional in each type of soil (type 1, 2, 3, 4 soft rock and hard rock). Designs to be Eskom Copyright.
Item | Reference Drawing | Description | Unit | Quantity | Material Rate | Labour Rate | Total
247 Lattice Structure - Foundations Design or Verify the Reference Foundation
Intermediate Suspension Lattice Structures 247 A
4.2.1 | 2 T1-T4, SR & HR | 247A 0 degree suspension structure, 132kV lattice steel. 14.1m CAH | ea |  |  |  | 0
4.2.2 | 0.69-247A T1-T4, SR & HR | 247A 0 degree suspension structure, 132kV lattice steel. 17.1m CAH | ea |  |  |  | 0
4.2.3 | 0.69-247A T1-T4, SR & HR | 247A 0 degree suspension structure, 132kV lattice steel. 18.1m CAH | ea |  |  |  | 0
4.2.4 | 0.69-247A T1-T4, SR & HR | 247A 0 degree suspension structure, 132kV lattice steel. 19.1m CAH | ea |  |  |  | 0
0-30 degree Strain Lattice Structures 247B | [6 empty] | 0
4.2.5 | 0.69-247B T1-T4, SR & HR | 247B 0-40 degree strain structure, 132kV lattice steel. 14.1m CAH | ea |  |  |  | 0
4.2.6 | 0.69-247B T1-T4, SR & HR | 247B 0-40 degree strain structure, 132kV lattice steel. 17.1m CAH | ea |  |  |  | 0
4.2.7 | 0.69-247B T1-T4, SR & HR | 247B 0-40 degree strain structure, 132kV lattice steel. 19.1m CAH | ea |  |  |  | 0
40-90 degree Strain Lattice Structures 247C | [6 empty] | 0
4.2.8 | 0.69-247C T1-T4, SR & HR | 247C 40-90 degree strain structure, 132kV lattice steel. 14.1m CAH | ea |  |  |  | 0
4.2.9 | 0.69-247C T1-T4, SR & HR | 247C 40-90 degree strain structure, 132kV lattice steel. 17.1m CAH | ea |  |  |  | 0
4.2.10 | 0.69-247C T1-T4, SR & HR | 247C 40-90 degree strain structure, 132kV lattice steel. 19.1m CAH | ea |  |  |  | 0
0-40 degree Terminal Lattice Structures 247C | [6 empty] | 0
4.2.11 | 0.69-247C T1-T4, SR & HR | 247C 0-40 degree terminal structure, 132kV lattice steel. 14.1m CAH | ea |  |  |  | 0
2-WT/15049 Intermediate 0 - 2º Suspension Mono-Pole Double Circuit Structure - Foundations Design or Verify the Reference Foundation
Item | Reference Drawing | Description | Unit | Quantity | Material Rate | Labour Rate | Total
Verify foundations for the nominated soil type 1, 2, 3, 4 or Rock - 0 - 2º Suspension Mono-Pole Double Circuit Structure Foundations | [6 empty] | 0
4.2.12 | 0.69/CFS/20M2100/ T1-T4, SR & HR | Pole, Int (0°-2°) Double Circuit Twin Tern Conductor 20m (Plant 2.6m - Bottom Attachement 10.5m) | ea |  |  |  | 0
4.2.13 | 0.69/CFS/22M2301/ T1-T4, SR & HR | Pole, Int (0°-2°) Double Circuit Twin Tern Conductor 22m (Plant 2.8m - Bottom Attachement 12.4m) | ea |  |  |  | 0
4.2.14 | 0.69/CFS/24M2601/ T1-T4, SR & HR | Pole, Int (0°-2°) Double Circuit Twin Tern Conductor 24m (Plant 3m - Bottom Attachement 14.2m) | ea |  |  |  | 0
4.2.15 | 0.69/CFS/26M2910/T1 | Pole, Int (0°-2°) Double Circuit Twin Tern Conductor 26m (Plant 3.2m - Bottom Attachement 16.0m) | ea |  |  |  | 0
4.2.16 | 0.69/CFS/2M3228/ T1-T4, SR & HR | Pole, Int (0°-2°) Double Circuit Twin Tern Conductor 28m (Plant 3.4m - Bottom Attachement 17.8m) | ea |  |  |  | 0
4.2.17 | 0.69/CFS/2M3546/ T1-T4, SR & HR | Pole, Int (0°-2°) Double Circuit Twin Tern Conductor 30m (Plant 3.6m - Bottom Attachement 19.6m) | ea |  |  |  | 0
Twin Kingbird/Bersfort Single Circuit Mono-Pole Structure - Foundations Design or Verify the Reference Foundation 2-WT/1294 Intermediate 0 - 2º Suspension 2-WT/1295 Strain 2º - 90º 2-WT/1296 Angle Strain 3-Pole 2º-90º 2-WT/1297 3-Pole Terminal 2-WT/1298 Inline Strain
Item | Reference Drawing | Description | Unit | Quantity | Material Rate | Labour Rate | Total
Verify foundations for the nominated soil type 1, 2, 3, 4 or Rock - Twin Kingbird/Bersfort Single Circuit Mono-Pole Structure - Foundations
2-WT/1294 Intermediate 0 - 2º Suspension
4.2.18 | 2-WT/1417 Sheet 1 2-WT/1418 Sheet 2&3 2-WT/1419 Sheet 1 | Pole, St 132kV Susp 21m | ea |  |  |  | 0
4.2.19 |  | Pole, St 132kV Susp 22m | ea |  |  |  | 0
4.2.20 |  | Pole, St 132kV Susp 23m | ea |  |  |  | 0
4.2.21 |  | Pole, St 132kV Susp 24m | ea |  |  |  | 0
4.2.22 |  | Pole, St 132kV Susp 25m | ea |  |  |  | 0
4.2.23 |  | Pole, St 132kV Susp 26m | ea |  |  |  | 0
4.2.24 |  | Pole, St 132kV Susp 29m | ea |  |  |  | 0
2-WT/1295 Strain 2º - 90º | [6 empty] | 0
4.2.25 | 2-WT/1417 Sheets 2 2-WT/1418 Sheet 1&3 2-WT/1419 Sheet 2 | Pole, St 132kV Angle Strain (0°-90°) 20m | ea |  |  |  | 0
4.2.26 |  | Pole, St 132kV Angle Strain (0°-90°) 22m | ea |  |  |  | 0
4.2.27 |  | Pole, St 132kV Angle Strain (0°-90°) 23m | ea |  |  |  | 0
4.2.28 |  | Pole, St 132kV Angle Strain (0°-90°) 24m | ea |  |  |  | 0
4.2.29 |  | Pole, St 132kV Angle Strain (0°-90°) 28m | ea |  |  |  | 0
4.2.30 |  | Pole, St 132kV Angle Strain (0°-90°) 30m | ea |  |  |  | 0
2-WT/1296 Angle Strain 3-Pole 2º-90º | [6 empty] | 0
4.2.31 | 2-WT/1417 Sheets 3 2-WT/1418 Sheets 4 2-WT/1419 Sheet 2 | 3- Pole, St 132kV Strain 11.1m (2 x 11.1m & 1 x 9.1m) | ea |  |  |  | 0
4.2.32 |  | 3- Pole, St 132kV Strain 13.1m (2 x 13.1m & 1 x 11.1m) | ea |  |  |  | 0
4.2.33 |  | 3- Pole, St 132kV Strain 14m (2 x 14.1m & 1 x 12.1m) | ea |  |  |  | 0
4.2.34 |  | 3- Pole, St 132kV Strain 16.1m (2 x 16.1m & 1 x 14.1m) | ea |  |  |  | 0
Item | Reference Drawing | Description | Unit | Quantity | Material Rate | Labour Rate | Total
Verify foundations for the nominated soil type 1, 2, 3, 4 or Rock - Bersfort Single Circuit Mono-Pole Guided Structure - Foundations
2-WT/1297 3-Pole Terminal
4.2.35 | 2-WT/1417 Sheets 3 2-WT/1418 Sheets 4 2-WT/1419 Sheet 2 | 3- Pole Term St 132kV 14m (Include 3 poles of 14m long) | ea |  |  |  | 0
4.2.36 |  | 3- Pole Term St 132kV 16m (Include 3 poles of 16m long) | ea |  |  |  | 0
Bersfort Single Circuit Mono-Pole Guided Structure - Foundations Design or Verify the Reference Foundation 2-WT/1281 Guided Braced Intermediate / Suspension 2-WT/1284 Angle Strain 0 - 90º 2-WT/1285 Guided Inline Strain 3-Pole Structure 0 - 5º 2-WT/1286 Guided Inline Strain 3-Pole Structure 5 - 90º
Item | Reference Drawing | Description | Unit | Quantity | Material Rate | Labour Rate | Total
Verify foundations for the nominated soil type 1, 2, 3, 4 or Rock - Bersfort Single Circuit Mono-Pole Guided Structure - Foundations
2-WT/1281 Guided Braced Intermediate / Suspension
4.2.37 | D-DT-7852 | Pole , St 132kV Guyed Susp 16.1m Bottom Attachment 10.7) | ea |  |  |  | 0
4.2.38 | D-DT-5086 | Pole , St 132kV Guyed Susp 18.2m Bottom Attachment 12.8) | ea |  |  |  | 0
4.2.39 |  | Pole , St 132kV Guyed Susp 21.2m Bottom Attachment 15.8) | ea |  |  |  | 0
4.2.40 |  | Pole, St 132kV Guyed Susp 24.2m (Bottom Attachment 18.8) | ea |  |  |  | 0
2-WT/1284 Angle Strain 0 - 90º | [6 empty] | 0
4.2.41 | D-DT-7852 | Pole, St 132kV Guyed Angle Strain (0°-90°) 18.2m (Bottom Attachement 11.2m) | ea |  |  |  | 0
4.2.42 | D-DT-5086 | Pole, St 132kV Guyed Angle Strain (0°-90°) 21.2m (Bottom Attachement 14.2m) | ea |  |  |  | 0
4.2.43 |  | Pole, St 132kV Guyed Angle Strain (0°-90°) 24.2m (Bottom Attachement 17.2m) | ea |  |  |  | 0
2-WT/1285 Guided Inline Strain 3-Pole Structure 0 - 5º | [6 empty] | 0
4.2.44 | D-DT-7852 | Pole, St 132kV Guyed Angle Strain 3-pole structure (0°-5°) 11.1m (includes 3 poles) (Bottom Attachment 9.6m) | ea |  |  |  | 0
4.2.45 | D-DT-5086 | Pole, St 132kV Guyed Angle Strain 3-pole structure (0°-5°) 16.1m (includes 3 poles) (Bottom Attachment 14.6m) | ea |  |  |  | 0
4.2.46 |  | Pole, St 132kV Guyed Angle Strain 3-pole structure (0°-5°) 18.2m (includes 3 poles) (Bottom Attachment 16.7m) | ea |  |  |  | 0
4.2.47 |  | Pole, St 132kV Guyed Angle Strain 3-pole structure (0°-5°) 21.2m (includes 3 poles) (Bottom Attachment 19.7m) | ea |  |  |  | 0
4.2.48 |  | Pole, St 132kV Guyed Angle Strain 3-pole structure (0°-5°) 24.2m (includes 3 poles) (Bottom Attachment 22.7) | ea |  |  |  | 0
Item | Reference Drawing | Description | Unit | Quantity | Material Rate | Labour Rate | Total
Verify foundations for the nominated soil type 1, 2, 3, 4 or Rock - Chikadee / Kingbird Single Circuit Mono-Pole Structure - Foundations
2-WT/1286 Guided Inline Strain 3-Pole Structure 5 - 90º
4.2.49 | D-DT-7852 | Pole, St 132kV Guyed Angle Strain 3-pole structure (5°-90°) 11.1m (includes 3 poles) (Bottom Attachment 9.6m) | ea |  |  |  | 0
4.2.50 | D-DT-5086 | Pole, St 132kV Guyed Angle Strain 3-pole structure (5°-90°) 16.1m (includes 3 poles) (Bottom Attachment 14.6m) | ea |  |  |  | 0
4.2.51 |  | Pole, St 132kV Guyed Angle Strain 3-pole structure (5°-90°) 18.2m (includes 3 poles) (Bottom Attachment 16.7m) | ea |  |  |  | 0
4.2.52 |  | Pole, St 132kV Guyed Angle Strain 3-pole structure (5°-90°) 21.2m (includes 3 poles) (Bottom Attachment 19.7m) | ea |  |  |  | 0
4.2.53 |  | Pole, St 132kV Guyed Angle Strain 3-pole structure (5°-90°) 24.2m (includes 3 poles) (Bottom Attachment 22.7) | ea |  |  |  | 0
Chikadee / Kingbird Single Circuit Mono-Pole Structure - Foundations Design or Verify the Reference Foundation D-DT-7611 Intermediate / Suspension D-DT-7615 Angle Strain 0 - 90º D-DT-7618 3-Pole Strain Structure 0 - 90º 2-WT/1213 3-Pole Terminal Structure 0 - 90º
Item | Reference Drawing | Description | Unit | Quantity | Material Rate | Labour Rate | Total
Verify foundations for the nominated soil type 1, 2, 3, 4 or Rock - Chikadee / Kingbird Single Circuit Mono-Pole Structure - Foundations
D-DT-7611 Intermediate / Suspension
4.2.54 | D-DT-7850 | Pole, St 132kV Susp 20 m 23kN (Plant 2.6m, Bottom Att 13 m) | ea |  |  |  | 0
4.2.55 | D-DT-7850 | Pole, St 132kV Susp 21 m 23kN (Plant 2.7m, Bottom Att 13.9 m) | ea |  |  |  | 0
4.2.56 | D-DT-7850 | Pole, St 132kV Susp 22 m 23kN (Plant 2.8m, Bottom Att 14.8 m) | ea |  |  |  | 0
4.2.57 | D-DT-7850 | Pole, St 132kV Susp 22 m 23kN (Plant 2.9m, Bottom Att 15.7 m) | ea |  |  |  | 0
4.2.58 | D-DT-7850 | Pole, St 132kV Susp 22 m 23kN (Plant 3m, Bottom Att 16.6 m) | ea |  |  |  | 0
D-DT-7615 Angle Strain 0 - 90º | [6 empty] | 0
4.2.59 | D-DT-7851 | Pole, St 132kV Strain 0-90° 20 m (Bottom Attachement 13 m) | ea |  |  |  | 0
4.2.60 | D-DT-7851 | Pole, St 132kV Strain 0-90° 21 m (Bottom Attachement 14 m) | ea |  |  |  | 0
4.2.61 | D-DT-7851 | Pole, St 132kV Strain 0-90° 24 m (Bottom Attachement 17 m) | ea |  |  |  | 0
4.2.62 | D-DT-7851 | Pole, St 132kV Strain 0-90° 30 m (Bottom Attachement 23 m) | ea |  |  |  | 0
Item | Reference Drawing | Description | Unit | Quantity | Material Rate | Labour Rate | Total
Verify foundations for the nominated soil type 1, 2, 3, 4 or Rock - Chikadee / Kingbird Single Circuit Mono-Pole Structure - Foundations
D-DT-7618 3-Pole Strain Structure 0 - 90º
4.2.63 | D-DT-7851 | Pole, 3-Pole Strain Structure 0-90° 2 x 8 m and 1 x 10 m poles (Plant 1.6m, Bottom Attachement 6.2 m) | ea |  |  |  | 0
4.2.64 | D-DT-7851 | Pole, 3-Pole Strain Structure 0-90° 2 x 9 m and 1 x 11 m poles (Plant 1.7m, Bottom Attachement 7.1 m) | ea |  |  |  | 0
4.2.65 | D-DT-7851 | Pole, 3-Pole Strain Structure 0-90° 2 x 10 m and 1 x 12 m poles (Plant 1.8m, Bottom Attachement 8 m) | ea |  |  |  | 0
4.2.66 | D-DT-7851 | Pole, 3-Pole Strain Structure 0-90° 2 x 11 m and 1 x 13 m poles (Plant 1.9m, Bottom Attachement 8.9 m) | ea |  |  |  | 0
4.2.67 | D-DT-7851 | Pole, 3-Pole Strain Structure 0-90° 2 x 12 m and 1 x 14 m poles (Plant 2m, Bottom Attachement 9.8m) | ea |  |  |  | 0
4.2.68 | D-DT-7851 | Pole, 3-Pole Strain Structure 0-90° 2 x 13 m and 1 x 15 m poles (Plant 2.1m, Bottom Attachement 10.7m) | ea |  |  |  | 0
Item | Reference Drawing | Description | Unit | Quantity | Material Rate | Labour Rate | Total
Verify foundations for the nominated soil type 1, 2, 3, 4 or Rock - Chikadee / Kingbird Single Circuit Mono-Pole Structure - Foundations
D-DT-7618 3-Pole Strain Structure 0 - 90º cont
4.2.69 | D-DT-7851 | Pole, 3-Pole Strain Structure 0-90° 2 x 14 m and 1 x 16 m poles (Plant 2.2m, Bottom Attachement 11.6m) | ea |  |  |  | 0
4.2.70 | D-DT-7851 | Pole, 3-Pole Strain Structure 0-90° 2 x 15 m and 1 x 17 m poles (Plant 2.3m, Bottom Attachement 12.5m) | ea |  |  |  | 0
4.2.71 | D-DT-7851 | Pole, 3-Pole Strain Structure 0-90° 2 x 16 m and 1 x 18 m poles (Plant 2.4m, Bottom Attachement 13.4m) | ea |  |  |  | 0
4.2.72 | D-DT-7851 | Pole, 3-Pole Strain Structure 0-90° 2 x 17 m and 1 x 19 m poles (Plant 2.4m, Bottom Attachement 14.3m) | ea |  |  |  | 0
4.2.73 | D-DT-7851 | Pole, 3-Pole Strain Structure 0-90° 2 x 18 m and 1 x 20 m poles (Plant 2.6m, Bottom Attachement 15.2m) | ea |  |  |  | 0
4.2.74 | D-DT-7851 | Pole, 3-Pole Strain Structure 0-90° 2 x 19 m and 1 x 21 m poles (Plant 2.7m, Bottom Attachement 16.1m) | ea |  |  |  | 0
Item | Reference Drawing | Description | Unit | Quantity | Material Rate | Labour Rate | Total
Verify foundations for the nominated soil type 1, 2, 3, 4 or Rock - Chikadee / Kingbird Single Circuit H-Pole Structure - Foundations
2-WT/1213 3-Pole Terminal Structure
4.2.75 | D-DT-7851 | Pole, 3-Pole Term Structure 0-90° 3 x 11.6 poles (Plant 2m, Bottom Attachement 9.6m) | ea |  |  |  | 0
4.2.76 | D-DT-7851 | Pole, 3-Pole Term Structure 0-90° 3 x 12.6 poles (Plant 2m, Bottom Attachement 10.6m) | ea |  |  |  | 0
4.2.77 | D-DT-7851 | Pole, 3-Pole Term Structure 0-90° 3 x 13.6 poles (Plant 2m, Bottom Attachement 11.6m) | ea |  |  |  | 0
4.2.78 | D-DT-7851 | Pole, 3-Pole Term Structure 0-90° 3 x 14.6 poles (Plant 2m, Bottom Attachement 12.6m) | ea |  |  |  | 0
4.2.79 | D-DT-7851 | Pole, 3-Pole Term Structure 0-90° 3 x 15.6 poles (Plant 2m, Bottom Attachement 13.6m) | ea |  |  |  | 0
4.2.80 | D-DT-7851 | Pole, 3-Pole Term Structure 0-90° 3 x 16.6 poles (Plant 2m, Bottom Attachement 14.6m) | ea |  |  |  | 0
4.2.81 | D-DT-7851 | Pole, 3-Pole Term Structure 0-90° 3 x 17.6 poles (Plant 2m, Bottom Attachement 15.6m) | ea |  |  |  | 0
Chikadee / Kingbird Single Circuit H-Pole Structure - Foundations Design or Verify the Reference Foundation D-DT-7800 H-Pole Intermediate Structure 8m X-arm D-DT-7801 H-Pole Structure 8m X-Arm In-Line Strain 0-70kN Range D-DT-7802 H-Pole Structure 8m X-Arm In-Line Strain 70-120kN Range D-DT-7807 H-Pole Structure 8m X-Arm Terminal 0-70kN Range D-DT-7808 H-Pole Structure 8m X-Arm Terminal 70-120kN Range D-DT-7810 H-Pole Intermediate Structure 10m X-Arm D-DT-7811 H-Pole Structure 10m X-Arm In-Line Strain 0-70kN Range D-DT-7812 H-Pole Structure 10m X-Arm In-Line Strain 70-120kN Range D-DT-7817 H-Pole Structure 10m X-Arm Terminal 0-70kN Range D-DT-7818 H-Pole Structure 10m X-Arm Terminal 70-120kN Range
Item | Reference Drawing | Description | Unit | Quantity | Material Rate | Labour Rate | Total
Verify foundations for the nominated soil type 1, 2, 3, 4 or Rock - Chikadee / Kingbird Single Circuit H-Pole Structure - Foundations
D-DT-7800 H-Pole Intermediate Structure 8m X-arm, D-DT-7810 H-Pole Intermediate Structure 10m X-Arm
4.2.82 | D-DT-7850 | Pole, H-Pole Intermediate Freestanding Structure 2 x 15.1 m poles and 8m or 10m crossarm (Plant 2.1m, Conductor Attachement 9.2m) | ea |  |  |  | 0
4.2.83 | D-DT-7850 | Pole, H-Pole Intermediate Freestanding Structure 2 x 16.1 m poles and 8m or 10m crossarm (Plant 2.2m, Conductor Attachement 10.1m) | ea |  |  |  | 0
4.2.84 | D-DT-7850 | Pole, H-Pole Intermediate Freestanding Structure 2 x 17.1 m poles and 8m or 10m crossarm (Plant 2.3m, Conductor Attachement 11.0m) | ea |  |  |  | 0
4.2.85 | D-DT-7850 | Pole, H-Pole Intermediate Freestanding Structure 2 x 18.2 m poles and 8m or 10m crossarm (Plant 2.4m, Conductor Attachement 12.0m) | ea |  |  |  | 0
4.2.86 | D-DT-7850 | Pole, H-Pole Intermediate Freestanding Structure 2 x 19.2 m poles and 8m or 10m crossarm (Plant 2.5m, Conductor Attachement 12.9m) | ea |  |  |  | 0
4.2.87 | D-DT-7850 | Pole, H-Pole Intermediate Freestanding Structure 2 x 20.1 m poles and 8m or 10m crossarm (Plant 2.6m, Conductor Attachement 13.7m) | ea |  |  |  | 0
Item | Reference Drawing | Description | Unit | Quantity | Material Rate | Labour Rate | Total
Verify foundations for the nominated soil type 1, 2, 3, 4 or Rock - Chikadee / Kingbird Single Circuit H-Pole Structure - Foundations
D-DT-7801 H-Pole Inline Strain Structure 8m X-arm 0-70kN, D-DT-7802 H-Pole Inline Strain Structure 8m X-arm 70-120kN, D-DT-7811 H-Pole Intermediate Structure 10m X-Arm 0-70kN D-DT-7812 H-Pole Intermediate Structure 10m X-Arm 70-120kN
4.2.88 | D-DT-7851 | Pole, In-Line Strain 2 x 15.1 m poles and 8m or 10m crossarm (Plant 2m, Bottom Attachement 10.6m) | ea |  |  |  | 0
4.2.89 | D-DT-7851 | Pole, In-Line Strain 2 x 16.1 m poles and 8m or 10m crossarm (Plant 2m, Bottom Attachement 11.6m) | ea |  |  |  | 0
4.2.90 | D-DT-7851 | Pole, In-Line Strain 2 x 17.1 m poles and 8m or 10m crossarm (Plant 2m, Bottom Attachement 12.6m) | ea |  |  |  | 0
4.2.91 | D-DT-7851 | Pole, In-Line Strain 2 x 18.2 m poles and 8m or 10m crossarm (Plant 2m, Bottom Attachement 13.7m) | ea |  |  |  | 0
4.2.92 | D-DT-7851 | Pole, In-Line Strain 2 x 19.2 m poles and 8m or 10m crossarm (Plant 2m, Bottom Attachement 14.7m) | ea |  |  |  | 0
4.2.93 | D-DT-7851 | Pole, In-Line Strain 2 x 20.1 m poles and 8m or 10m crossarm (Plant 2m, Bottom Attachement 15.6m) | ea |  |  |  | 0
Item | Reference Drawing | Description | Unit | Quantity | Material Rate | Labour Rate | Total
Verify foundations for the nominated soil type 1, 2, 3, 4 or Rock - Chikadee / Kingbird Single Circuit H-Pole Structure - Foundations
D-DT-7807 H-Pole Structure 8m X-Arm Terminal 0-70kN Range D-DT-7808 H-Pole Structure 8m X-Arm Terminal 70-120kN Range D-DT-7817 H-Pole Structure 10m X-Arm Terminal 0-70kN Range D-DT-7818 H-Pole Structure 10m X-Arm Terminal 70-120kN Range
4.2.94 | D-DT-7851 | Pole, H-Pole Term Structure 0-90° 2 x 15.1 m poles and 8m or 10m crossarm (Plant 2m, Bottom Attachement 10.6m) | ea |  |  |  | 0
4.2.95 | D-DT-7851 | Pole, H-Pole Term Structure 0-90° 2 x 16.1 m poles and 8m or 10m crossarm (Plant 2m, Bottom Attachement 11.6m) | ea |  |  |  | 0
4.2.96 | D-DT-7851 | Pole, H-Pole Term Structure 0-90° 2 x 17.1 m poles and 8m or 10m crossarm (Plant 2m, Bottom Attachement 12.6m) | ea |  |  |  | 0
4.2.97 | D-DT-7851 | Pole, H-Pole Term Structure 0-90° 2 x 18.2 m poles and 8m or 10m crossarm (Plant 2m, Bottom Attachement 13.7m) | ea |  |  |  | 0
4.2.98 | D-DT-7851 | Pole, H-Pole Term Structure 0-90° 2 x 19.2 m poles and 8m or 10m crossarm (Plant 2m, Bottom Attachement 14.7m) | ea |  |  |  | 0
4.2.99 | D-DT-7851 | Pole, H-Pole Term Structure 0-90° 2 x 20.1 m poles and 8m or 10m crossarm (Plant 2m, Bottom Attachement 15.6m) | ea |  |  |  | 0
4.3 | Foundation Installation: VOLUME 3 PART 2 - Activity Stage 4.3
Item | Reference Drawing | Description | Unit | Quantity | Material Rate | Labour Rate | Total
247 Lattice Structure - Foundations
Foundation designs are provided for all possible soil types but needs to be verified and approved by a Prof Civil Engineer for each installation. Should the contractor wish to construct a foundation of a different design, all design drawings will be submitted to Eskom for acceptance. The contractor will accept full responsibility for these designs. Eskom will not pay for these designs unless the submitted Eskom designs cannot be used due to prevailing site conditions. This decision will be taken by the Engineer. Foundation designs for all structures in accordance with 0501KR-01 rev 1, 240-47172520 (TRMSCAAC5) and SCSASABK8 by a registered professional in each type of soil (type 1, 2, 3, 4 soft rock and hard rock). Designs to be Eskom Copyright.
Excavate, barricade, dispose of excavated material, transport to pole position imported material, supply and install complete foundations for soil TYPE 1 on the following structures:
Intermediate Suspension Lattice Structures 247 A
4.3.1 | 0.69-247A-T1-001 | 247A 0 degree suspension structure, 132kV lattice steel. 14.1m CAH | ea |  |  |  | 0
4.3.2 | 0.69-247A-T1-001 | 247A 0 degree suspension structure, 132kV lattice steel. 17.1m CAH | ea |  |  |  | 0
4.3.3 | 0.69-247A-T1-001 | 247A 0 degree suspension structure, 132kV lattice steel. 18.1m CAH | ea |  |  |  | 0
4.3.4 | 0.69-247A-T1-001 | 247A 0 degree suspension structure, 132kV lattice steel. 19.1m CAH | ea |  |  |  | 0
0-30 degree Strain Lattice Structures 247B | [6 empty] | 0
4.3.5 | 0.69-247B-T1-007 | 247B 0-40 degree strain structure, 132kV lattice steel. 14.1m CAH | ea |  |  |  | 0
4.3.6 | 0.69-247B-T1-007 | 247B 0-40 degree strain structure, 132kV lattice steel. 17.1m CAH | ea |  |  |  | 0
4.3.7 | 0.69-247B-T1-007 | 247B 0-40 degree strain structure, 132kV lattice steel. 19.1m CAH | ea |  |  |  | 0
40-90 degree Strain Lattice Structures 247C | [6 empty] | 0
4.3.8 | 0.69-247C-T1-013 | 247C 40-90 degree strain structure, 132kV lattice steel. 14.1m CAH | ea |  |  |  | 0
4.3.9 | 0.69-247C-T1-013 | 247C 40-90 degree strain structure, 132kV lattice steel. 17.1m CAH | ea |  |  |  | 0
4.3.10 | 0.69-247C-T1-013 | 247C 40-90 degree strain structure, 132kV lattice steel. 19.1m CAH | ea |  |  |  | 0
0-40 degree Terminal Lattice Structures 247C | [6 empty] | 0
4.3.11 | 0.69-247C-T1-013 | 247C 0-40 degree terminal structure, 132kV lattice steel. 14.1m CAH | ea |  |  |  | 0
4.3 | Foundation Installation Continue: VOLUME 3 PART 2 - Activity Stage 4.3
Item | Reference Drawing | Description | Unit | Quantity | Material Rate | Labour Rate | Total
247 Lattice Structure - Foundations
Excavate, barricade, dispose of excavated material, transport to pole position imported material, supply and install complete foundations for soil TYPE 2 on the following structures:
Intermediate Suspension Lattice Structures 247 A
4.3.12 | 0.69-247A-T2-002 | 247A 0 degree suspension structure, 132kV lattice steel. 14.1m CAH | ea |  |  |  | 0
4.3.13 | 0.69-247A-T2-002 | 247A 0 degree suspension structure, 132kV lattice steel. 17.1m CAH | ea |  |  |  | 0
4.3.14 | 0.69-247A-T2-002 | 247A 0 degree suspension structure, 132kV lattice steel. 18.1m CAH | ea |  |  |  | 0
4.3.15 | 0.69-247A-T2-002 | 247A 0 degree suspension structure, 132kV lattice steel. 19.1m CAH | ea |  |  |  | 0
0-30 degree Strain Lattice Structures 247B | [6 empty] | 0
4.3.16 | 0.69-247B-T2-008 | 247B 0-40 degree strain structure, 132kV lattice steel. 14.1m CAH | ea |  |  |  | 0
4.3.17 | 0.69-247B-T2-008 | 247B 0-40 degree strain structure, 132kV lattice steel. 17.1m CAH | ea |  |  |  | 0
4.3.18 | 0.69-247B-T2-008 | 247B 0-40 degree strain structure, 132kV lattice steel. 19.1m CAH | ea |  |  |  | 0
40-90 degree Strain Lattice Structures 247C | [6 empty] | 0
4.3.19 | 0.69-247C-T2-014 | 247C 40-90 degree strain structure, 132kV lattice steel. 14.1m CAH | ea |  |  |  | 0
4.3.20 | 0.69-247C-T2-014 | 247C 40-90 degree strain structure, 132kV lattice steel. 17.1m CAH | ea |  |  |  | 0
4.3.21 | 0.69-247C-T2-014 | 247C 40-90 degree strain structure, 132kV lattice steel. 19.1m CAH | ea |  |  |  | 0
0-40 degree Terminal Lattice Structures 247C | [6 empty] | 0
4.3.22 | 0.69-247C-T2-014 | 247C 0-40 degree terminal structure, 132kV lattice steel. 14.1m CAH | ea |  |  |  | 0
4.3 | Foundation Installation Continue: VOLUME 3 PART 2 - Activity Stage 4.3
Item | Reference Drawing | Description | Unit | Quantity | Material Rate | Labour Rate | Total
247 Lattice Structure - Foundations
Excavate, barricade, dispose of excavated material, transport to pole position imported material, supply and install complete foundations for soil TYPE 3 on the following structures:
Intermediate Suspension Lattice Structures 247 A
4.3.23 | 0.69-247A-T3-003 | 247A 0 degree suspension structure, 132kV lattice steel. 14.1m CAH | ea |  |  |  | 0
4.3.24 | 0.69-247A-T3-003 | 247A 0 degree suspension structure, 132kV lattice steel. 17.1m CAH | ea |  |  |  | 0
4.3.25 | 0.69-247A-T3-003 | 247A 0 degree suspension structure, 132kV lattice steel. 18.1m CAH | ea |  |  |  | 0
4.3.26 | 0.69-247A-T3-003 | 247A 0 degree suspension structure, 132kV lattice steel. 19.1m CAH | ea |  |  |  | 0
0-30 degree Strain Lattice Structures 247B | [6 empty] | 0
4.3.27 | 0.69-247B-T3-009 | 247B 0-40 degree strain structure, 132kV lattice steel. 14.1m CAH | ea |  |  |  | 0
4.3.28 | 0.69-247B-T3-009 | 247B 0-40 degree strain structure, 132kV lattice steel. 17.1m CAH | ea |  |  |  | 0
4.3.29 | 0.69-247B-T3-009 | 247B 0-40 degree strain structure, 132kV lattice steel. 19.1m CAH | ea |  |  |  | 0
40-90 degree Strain Lattice Structures 247C | [6 empty] | 0
4.3.30 | 0.69-247C-T3-015 | 247C 40-90 degree strain structure, 132kV lattice steel. 14.1m CAH | ea |  |  |  | 0
4.3.31 | 0.69-247C-T3-015 | 247C 40-90 degree strain structure, 132kV lattice steel. 17.1m CAH | ea |  |  |  | 0
4.3.32 | 0.69-247C-T3-015 | 247C 40-90 degree strain structure, 132kV lattice steel. 19.1m CAH | ea |  |  |  | 0
0-40 degree Terminal Lattice Structures 247C | [6 empty] | 0
4.3.33 | 0.69-247C-T3-015 | 247C 0-40 degree terminal structure, 132kV lattice steel. 14.1m CAH | ea |  |  |  | 0
4.3 | Foundation Installation Continue: VOLUME 3 PART 2 - Activity Stage 4.3
Item | Reference Drawing | Description | Unit | Quantity | Material Rate | Labour Rate | Total
247 Lattice Structure - Foundations Continue
Excavate, barricade, dispose of excavated material, transport to pole position imported material, supply and install complete foundations for soil TYPE 4 on the following structures:
Intermediate Suspension Lattice Structures 247 A
4.3.34 | 0.69-247A-T4-004 | 247A 0 degree suspension structure, 132kV lattice steel. 14.1m CAH | ea |  |  |  | 0
4.3.35 | 0.69-247A-T4-004 | 247A 0 degree suspension structure, 132kV lattice steel. 17.1m CAH | ea |  |  |  | 0
4.3.36 | 0.69-247A-T4-004 | 247A 0 degree suspension structure, 132kV lattice steel. 18.1m CAH | ea |  |  |  | 0
4.3.37 | 0.69-247A-T4-004 | 247A 0 degree suspension structure, 132kV lattice steel. 19.1m CAH | ea |  |  |  | 0
0-30 degree Strain Lattice Structures 247B | [6 empty] | 0
4.3.38 | 0.69-247B-T4-010 | 247B 0-40 degree strain structure, 132kV lattice steel. 14.1m CAH | ea |  |  |  | 0
4.3.39 | 0.69-247B-T4-010 | 247B 0-40 degree strain structure, 132kV lattice steel. 17.1m CAH | ea |  |  |  | 0
4.3.40 | 0.69-247B-T4-010 | 247B 0-40 degree strain structure, 132kV lattice steel. 19.1m CAH | ea |  |  |  | 0
40-90 degree Strain Lattice Structures 247C | [6 empty] | 0
4.3.41 | 0.69-247C-T4-016 | 247C 40-90 degree strain structure, 132kV lattice steel. 14.1m CAH | ea |  |  |  | 0
4.3.42 | 0.69-247C-T4-016 | 247C 40-90 degree strain structure, 132kV lattice steel. 17.1m CAH | ea |  |  |  | 0
4.3.43 | 0.69-247C-T4-016 | 247C 40-90 degree strain structure, 132kV lattice steel. 19.1m CAH | ea |  |  |  | 0
0-40 degree Terminal Lattice Structures 247C | [6 empty] | 0
4.3.44 | 0.69-247C-T4-016 | 247C 0-40 degree terminal structure, 132kV lattice steel. 14.1m CAH | ea |  |  |  | 0
4.3 | Foundation Installation Continue: VOLUME 3 PART 2 - Activity Stage 4.3
Item | Reference Drawing | Description | Unit | Quantity | Material Rate | Labour Rate | Total
247 Lattice Structure - Foundations Continue
Excavate, barricade, dispose of excavated material, transport to pole position imported material, supply and install complete foundations for soil Soft Rock on the following structures:
Intermediate Suspension Lattice Structures 247 A
4.3.45 | 0.69-247A-SR-005 | 247A 0 degree suspension structure, 132kV lattice steel. 14.1m CAH | ea |  |  |  | 0
4.3.46 | 0.69-247A-SR-005 | 247A 0 degree suspension structure, 132kV lattice steel. 17.1m CAH | ea |  |  |  | 0
4.3.47 | 0.69-247A-SR-005 | 247A 0 degree suspension structure, 132kV lattice steel. 18.1m CAH | ea |  |  |  | 0
4.3.48 | 0.69-247A-SR-005 | 247A 0 degree suspension structure, 132kV lattice steel. 19.1m CAH | ea |  |  |  | 0
0-30 degree Strain Lattice Structures 247B | [6 empty] | 0
4.3.49 | 0.69-247B-SR-011 | 247B 0-40 degree strain structure, 132kV lattice steel. 14.1m CAH | ea |  |  |  | 0
4.3.50 | 0.69-247B-SR-011 | 247B 0-40 degree strain structure, 132kV lattice steel. 17.1m CAH | ea |  |  |  | 0
4.3.51 | 0.69-247B-SR-011 | 247B 0-40 degree strain structure, 132kV lattice steel. 19.1m CAH | ea |  |  |  | 0
40-90 degree Strain Lattice Structures 247C | [6 empty] | 0
4.3.52 | 0.69-247C-SR-017 | 247C 40-90 degree strain structure, 132kV lattice steel. 14.1m CAH | ea |  |  |  | 0
4.3.53 | 0.69-247C-SR-017 | 247C 40-90 degree strain structure, 132kV lattice steel. 17.1m CAH | ea |  |  |  | 0
4.3.54 | 0.69-247C-SR-017 | 247C 40-90 degree strain structure, 132kV lattice steel. 19.1m CAH | ea |  |  |  | 0
0-40 degree Terminal Lattice Structures 247C
4.3.55 | 0.69-247C-SR-017 | 247C 0-40 degree terminal structure, 132kV lattice steel. 14.1m CAH | ea |  |  |  | 0
4.3 | Foundation Installation Continue: VOLUME 3 PART 2 - Activity Stage 4.3
Item | Reference Drawing | Description | Unit | Quantity | Material Rate | Labour Rate | Total
247 Lattice Structure - Foundations Continue
Excavate, barricade, dispose of excavated material, transport to pole position imported material, supply and install complete foundations for soil Hard Rock on the following structures:
Intermediate Suspension Lattice Structures 247 A
4.3.56 | 0.69-247A-HR-006 | 247A 0 degree suspension structure, 132kV lattice steel. 14.1m CAH | ea |  |  |  | 0
4.3.57 | 0.69-247A-HR-006 | 247A 0 degree suspension structure, 132kV lattice steel. 17.1m CAH | ea |  |  |  | 0
4.3.58 | 0.69-247A-HR-006 | 247A 0 degree suspension structure, 132kV lattice steel. 18.1m CAH | ea |  |  |  | 0
4.3.59 | 0.69-247A-HR-006 | 247A 0 degree suspension structure, 132kV lattice steel. 19.1m CAH | ea |  |  |  | 0
0-30 degree Strain Lattice Structures 247B | [6 empty] | 0
4.3.60 | 0.69-247B-HR-012 | 247B 0-40 degree strain structure, 132kV lattice steel. 14.1m CAH | ea |  |  |  | 0
4.3.61 | 0.69-247B-HR-012 | 247B 0-40 degree strain structure, 132kV lattice steel. 17.1m CAH | ea |  |  |  | 0
4.3.62 | 0.69-247B-HR-012 | 247B 0-40 degree strain structure, 132kV lattice steel. 19.1m CAH | ea |  |  |  | 0
40-90 degree Strain Lattice Structures 247C | [6 empty] | 0
4.3.63 | 0.69-247C-HR-018 | 247C 40-90 degree strain structure, 132kV lattice steel. 14.1m CAH | ea |  |  |  | 0
4.3.64 | 0.69-247C-HR-018 | 247C 40-90 degree strain structure, 132kV lattice steel. 17.1m CAH | ea |  |  |  | 0
4.3.65 | 0.69-247C-HR-018 | 247C 40-90 degree strain structure, 132kV lattice steel. 19.1m CAH | ea |  |  |  | 0
0-40 degree Terminal Lattice Structures 247C | [6 empty] | 0
4.3.66 | 0.69-247C-HR-018 | 247C 0-40 degree terminal structure, 132kV lattice steel. 14.1m CAH | ea |  |  |  | 0
4.3 | Foundation Installation Continue: VOLUME 3 PART 2 - Activity Stage 4.3
Item | Reference Drawing | Description | Unit | Quantity | Material Rate | Labour Rate | Total
258C Intermediate Suspension Braced Double Circuit Structure - Foundations
Excavate, barricade, dispose of excavated material, transport to pole position imported material, supply and install complete foundations for soil TYPE 1 on the following structures:
Intermediate Suspension 258C
4.3.67 | 0.69/SF/258C/M1323/T1 | Structure 258C Intermediate 0⁰ H-Structure 132kV Twin Tern 20m (Bottom Attachment 11.2m) | ea |  | cost plus 10% |  | #VALUE!
4.3.68 | 0.69/SF/258C/M1323/T1 | Structure 258C Intermediate 0⁰ H-Structure 132kV Twin Tern 22m (Bottom Attachment 13.2m) | ea |  | cost plus 10% |  | #VALUE!
4.3.69 | 0.69/SF/258C/M1323/T1 | Structure 258C Intermediate 0⁰ H-Structure 132kV Twin Tern 24m (Bottom Attachment 15.2m) | ea |  | cost plus 10% |  | #VALUE!
Excavate, barricade, dispose of excavated material, transport to pole position imported material, supply and install complete foundations for soil TYPE 2 on the following structures:
Intermediate Suspension 258C
4.3.70 | 0.69/SF/M2646/T2 | Structure 258C Intermediate 0⁰ H-Structure 132kV Twin Tern 20m (Bottom Attachment 11.2m) | ea |  | cost plus 10% |  | #VALUE!
4.3.71 | 0.69/SF/M2646/T2 | Structure 258C Intermediate 0⁰ H-Structure 132kV Twin Tern 22m (Bottom Attachment 13.2m) | ea |  | cost plus 10% |  | #VALUE!
4.3.72 | 0.69/SF/M2646/T2 | Structure 258C Intermediate 0⁰ H-Structure 132kV Twin Tern 24m (Bottom Attachment 15.2m) | ea |  | cost plus 10% |  | #VALUE!
Excavate, barricade, dispose of excavated material, transport to pole position imported material, supply and install complete foundations for soil TYPE 3 on the following structures:
Intermediate Suspension 258C
4.3.73 | 0.69/SF/M2646/T3 | Structure 258C Intermediate 0⁰ H-Structure 132kV Twin Tern 20m (Bottom Attachment 11.2m) | ea |  | cost plus 10% |  | #VALUE!
4.3.74 | 0.69/SF/M2646/T3 | Structure 258C Intermediate 0⁰ H-Structure 132kV Twin Tern 22m (Bottom Attachment 13.2m) | ea |  | cost plus 10% |  | #VALUE!
4.3.75 | 0.69/SF/M2646/T3 | Structure 258C Intermediate 0⁰ H-Structure 132kV Twin Tern 24m (Bottom Attachment 15.2m) | ea |  | cost plus 10% |  | #VALUE!
4.3 | Foundation Installation Continue: VOLUME 3 PART 2 - Activity Stage 4.3
Item | Reference Drawing | Description | Unit | Quantity | Material Rate | Labour Rate | Total
258C Intermediate Suspension Braced Double Circuit Structure - Foundations Continue
C.2 |  | Foundations Installation
Excavate, barricade, dispose of excavated material, transport to pole position imported material, supply and install complete foundations for soil TYPE 4 on the following structures:
Intermediate Suspension 258C
4.3.76 | 0.69/SF/M2646/T4 | Structure 258C Intermediate 0⁰ H-Structure 132kV Twin Tern 20m (Bottom Attachment 11.2m) | ea |  | cost plus 10% |  | #VALUE!
4.3.77 | 0.69/SF/M2646/T4 | Structure 258C Intermediate 0⁰ H-Structure 132kV Twin Tern 22m (Bottom Attachment 13.2m) | ea |  | cost plus 10% |  | #VALUE!
4.3.78 | 0.69/SF/M2646/T4 | Structure 258C Intermediate 0⁰ H-Structure 132kV Twin Tern 24m (Bottom Attachment 15.2m) | ea |  | cost plus 10% |  | #VALUE!
Excavate, barricade, dispose of excavated material, transport to pole position imported material, supply and install complete foundations for soil Soft Rock on the following structures:
Intermediate Suspension 258C
4.3.79 | 0.69/SF/258C/M1323/SR or HR | Structure 258C Intermediate 0⁰ H-Structure 132kV Twin Tern 20m (Bottom Attachment 11.2m) | ea |  | cost plus 10% |  | #VALUE!
4.3.80 | 0.69/SF/258C/M1323/SR or HR | Structure 258C Intermediate 0⁰ H-Structure 132kV Twin Tern 22m (Bottom Attachment 13.2m) | ea |  | cost plus 10% |  | #VALUE!
4.3.81 | 0.69/SF/258C/M1323/SR or HR | Structure 258C Intermediate 0⁰ H-Structure 132kV Twin Tern 24m (Bottom Attachment 15.2m) | ea |  | cost plus 10% |  | #VALUE!
Excavate, barricade, dispose of excavated material, transport to pole position imported material, supply and install complete foundations for soil Hard Rock on the following structures:
Intermediate Suspension 258C
4.3.82 | 0.69/SF/258C/M1323/SR or HR | Structure 258C Intermediate 0⁰ H-Structure 132kV Twin Tern 20m (Bottom Attachment 11.2m) | ea |  | cost plus 10% |  | #VALUE!
4.3.83 | 0.69/SF/258C/M1323/SR or HR | Structure 258C Intermediate 0⁰ H-Structure 132kV Twin Tern 22m (Bottom Attachment 13.2m) | ea |  | cost plus 10% |  | #VALUE!
4.3.84 | 0.69/SF/258C/M1323/SR or HR | Structure 258C Intermediate 0⁰ H-Structure 132kV Twin Tern 24m (Bottom Attachment 15.2m) | ea |  | cost plus 10% |  | #VALUE!
4.3 | Foundation Installation Continue: VOLUME 3 PART 2 - Activity Stage 4.3
Item | Reference Drawing | Description | Unit | Quantity | Material Rate | Labour Rate | Total
2-WT/15049 Intermediate 0 - 2º Suspension Mono-Pole Double Circuit Structure - Foundations
Excavate, barricade, dispose of excavated material, transport to pole position imported material, supply and install complete foundations for soil TYPE 1 on the following structures:
2-WT/15049 Intermediate 0 - 2º Suspension Mono-Pole Double Circuit Structure
4.3.85 | 0.69/CFS/20M2100/T1 | Pole, Int (0°-2°) Double Circuit Twin Tern Conductor 20m (Plant 2.6m - Bottom Attachement 10.5m) | ea |  |  |  | 0
4.3.86 | 0.69/CFS/22M2301/T1 | Pole, Int (0°-2°) Double Circuit Twin Tern Conductor 22m (Plant 2.8m - Bottom Attachement 12.4m) | ea |  |  |  | 0
4.3.87 | 0.69/CFS/24M2601/T1 | Pole, Int (0°-2°) Double Circuit Twin Tern Conductor 24m (Plant 3m - Bottom Attachement 14.2m) | ea |  |  |  | 0
4.3.88 | 0.69/CFS/26M2910/T1 | Pole, Int (0°-2°) Double Circuit Twin Tern Conductor 26m (Plant 3.2m - Bottom Attachement 16.0m) | ea |  |  |  | 0
4.3.89 | 0.69/CFS/2M3228/T1 | Pole, Int (0°-2°) Double Circuit Twin Tern Conductor 28m (Plant 3.4m - Bottom Attachement 17.8m) | ea |  |  |  | 0
4.3.90 | 0.69/CFS/2M3546/T1 | Pole, Int (0°-2°) Double Circuit Twin Tern Conductor 30m (Plant 3.6m - Bottom Attachement 19.6m) | ea |  |  |  | 0
Excavate, barricade, dispose of excavated material, transport to pole position imported material, supply and install complete foundations for soil TYPE 2 on the following structures:
4.3.88 | 0.69/CFS/20M2100/T2 | Pole, Int (0°-2°) Double Circuit Twin Tern Conductor 20m (Plant 2.6m - Bottom Attachement 10.5m) | ea |  |  |  | 0
4.3.89 | 0.69/CFS/22M2301/T2 | Pole, Int (0°-2°) Double Circuit Twin Tern Conductor 22m (Plant 2.8m - Bottom Attachement 12.4m) | ea |  |  |  | 0
4.3.90 | 0.69/CFS/24M2601/T2 | Pole, Int (0°-2°) Double Circuit Twin Tern Conductor 24m (Plant 3m - Bottom Attachement 14.2m) | ea |  |  |  | 0
4.3.91 | 0.69/CFS/26M2910/T2 | Pole, Int (0°-2°) Double Circuit Twin Tern Conductor 26m (Plant 3.2m - Bottom Attachement 16.0m) | ea |  |  |  | 0
4.3.92 | 0.69/CFS/2M3228/T2 | Pole, Int (0°-2°) Double Circuit Twin Tern Conductor 28m (Plant 3.4m - Bottom Attachement 17.8m) | ea |  |  |  | 0
4.3.93 | 0.69/CFS/2M3546/T2 | Pole, Int (0°-2°) Double Circuit Twin Tern Conductor 30m (Plant 3.6m - Bottom Attachement 19.6m) | ea |  |  |  | 0
4.3 | Foundation Installation Continue: VOLUME 3 PART 2 - Activity Stage 4.3
Item | Reference Drawing | Description | Unit |  | Material Rate | Labour Rate | Total
2-WT/15049 Intermediate 0 - 2º Suspension Mono-Pole Double Circuit Structure - Foundations Continue
Excavate, barricade, dispose of excavated material, transport to pole position imported material, supply and install complete foundations for soil TYPE 3 on the following structures:
2-WT/15049 Intermediate 0 - 2º Suspension Mono-Pole Double Circuit Structure
4.3.94 | 0.69/CFS/20M2100/T3 | Pole, Int (0°-2°) Double Circuit Twin Tern Conductor 20m (Plant 2.6m - Bottom Attachement 10.5m) | ea |  |  |  | 0
4.3.95 | 0.69/CFS/22M2301/T3 | Pole, Int (0°-2°) Double Circuit Twin Tern Conductor 22m (Plant 2.8m - Bottom Attachement 12.4m) | ea |  |  |  | 0
4.3.96 | 0.69/CFS/24M2601/T3 | Pole, Int (0°-2°) Double Circuit Twin Tern Conductor 24m (Plant 3m - Bottom Attachement 14.2m) | ea |  |  |  | 0
4.3.97 | 0.69/CFS/26M2910/T3 | Pole, Int (0°-2°) Double Circuit Twin Tern Conductor 26m (Plant 3.2m - Bottom Attachement 16.0m) | ea |  |  |  | 0
4.3.98 | 0.69/CFS/2M3228/T3 | Pole, Int (0°-2°) Double Circuit Twin Tern Conductor 28m (Plant 3.4m - Bottom Attachement 17.8m) | ea |  |  |  | 0
4.3.99 | 0.69/CFS/2M3546/T3 | Pole, Int (0°-2°) Double Circuit Twin Tern Conductor 30m (Plant 3.6m - Bottom Attachement 19.6m) | ea |  |  |  | 0
4.3 | Foundation Installation Continue: VOLUME 3 PART 2 - Activity Stage 4.3
Item | Reference Drawing | Description | Unit |  | Material Rate | Labour Rate | Total
Excavate, barricade, dispose of excavated material, transport to pole position imported material, supply and install complete foundations for soil TYPE 4 on the following structures:
2-WT/15049 Intermediate 0 - 2º Suspension Mono-Pole Double Circuit Structure
4.3.100 | 0.69/CFS/20M2100/T4 | Pole, Int (0°-2°) Double Circuit Twin Tern Conductor 20m (Plant 2.6m - Bottom Attachement 10.5m) | ea |  |  |  | 0
4.3.101 | 0.69/CFS/22M2301/T4 | Pole, Int (0°-2°) Double Circuit Twin Tern Conductor 22m (Plant 2.8m - Bottom Attachement 12.4m) | ea |  |  |  | 0
4.3.102 | 0.69/CFS/24M2601/T4 | Pole, Int (0°-2°) Double Circuit Twin Tern Conductor 24m (Plant 3m - Bottom Attachement 14.2m) | ea |  |  |  | 0
4.3.103 | 0.69/CFS/26M2910/T4 | Pole, Int (0°-2°) Double Circuit Twin Tern Conductor 26m (Plant 3.2m - Bottom Attachement 16.0m) | ea |  |  |  | 0
4.3.104 | 0.69/CFS/2M3228/T4 | Pole, Int (0°-2°) Double Circuit Twin Tern Conductor 28m (Plant 3.4m - Bottom Attachement 17.8m) | ea |  |  |  | 0
4.3.105 | 0.69/CFS/2M3546/T4 | Pole, Int (0°-2°) Double Circuit Twin Tern Conductor 30m (Plant 3.6m - Bottom Attachement 19.6m) | ea |  |  |  | 0
4.3 | Foundation Installation Continue: VOLUME 3 PART 2 - Activity Stage 4.3
Item | Reference Drawing | Description | Unit |  | Material Rate | Labour Rate | Total
2-WT/15049 Intermediate 0 - 2º Suspension Mono-Pole Double Circuit Structure - Foundations Continue
Excavate, barricade, dispose of excavated material, transport to pole position imported material, supply and install complete foundations for soil TYPE Soft Rock on the following structures:
2-WT/15049 Intermediate 0 - 2º Suspension Mono-Pole Double Circuit Structure
4.3.106 | 0.69/CFS/20M2100/SR | Pole, Int (0°-2°) Double Circuit Twin Tern Conductor 20m (Plant 2.6m - Bottom Attachement 10.5m) | ea |  | cost plus 10% |  | #VALUE!
4.3.107 | 0.69/CFS/22M2301/SR | Pole, Int (0°-2°) Double Circuit Twin Tern Conductor 22m (Plant 2.8m - Bottom Attachement 12.4m) | ea |  | cost plus 10% |  | #VALUE!
4.3.108 | 0.69/CFS/24M2601/SR | Pole, Int (0°-2°) Double Circuit Twin Tern Conductor 24m (Plant 3m - Bottom Attachement 14.2m) | ea |  | cost plus 10% |  | #VALUE!
4.3.109 | 0.69/CFS/26M2910/SR | Pole, Int (0°-2°) Double Circuit Twin Tern Conductor 26m (Plant 3.2m - Bottom Attachement 16.0m) | ea |  | cost plus 10% |  | #VALUE!
4.3.110 | 0.69/CFS/2M3228/SR | Pole, Int (0°-2°) Double Circuit Twin Tern Conductor 28m (Plant 3.4m - Bottom Attachement 17.8m) | ea |  | cost plus 10% |  | #VALUE!
4.3.111 | 0.69/CFS/2M3546/SR | Pole, Int (0°-2°) Double Circuit Twin Tern Conductor 30m (Plant 3.6m - Bottom Attachement 19.6m) | ea |  | cost plus 10% |  | #VALUE!
Excavate, barricade, dispose of excavated material, transport to pole position imported material, supply and install complete foundations for soil TYPE Hard Rock on the following structures:
2-WT/15049 Intermediate 0 - 2º Suspension Mono-Pole Double Circuit Structure
4.3.112 | 0.69/CFS/20M2100/HR | Pole, Int (0°-2°) Double Circuit Twin Tern Conductor 20m (Plant 2.6m - Bottom Attachement 10.5m) | ea |  | cost plus 10% |  | #VALUE!
4.3.113 | 0.69/CFS/22M2301/HR | Pole, Int (0°-2°) Double Circuit Twin Tern Conductor 22m (Plant 2.8m - Bottom Attachement 12.4m) | ea |  | cost plus 10% |  | #VALUE!
4.3.114 | 0.69/CFS/24M2601/HR | Pole, Int (0°-2°) Double Circuit Twin Tern Conductor 24m (Plant 3m - Bottom Attachement 14.2m) | ea |  | cost plus 10% |  | #VALUE!
4.3.115 | 0.69/CFS/26M2910/HR | Pole, Int (0°-2°) Double Circuit Twin Tern Conductor 26m (Plant 3.2m - Bottom Attachement 16.0m) | ea |  | cost plus 10% |  | #VALUE!
4.3.116 | 0.69/CFS/2M3228/HR | Pole, Int (0°-2°) Double Circuit Twin Tern Conductor 28m (Plant 3.4m - Bottom Attachement 17.8m) | ea |  | cost plus 10% |  | #VALUE!
4.3.117 | 0.69/CFS/2M3546/HR | Pole, Int (0°-2°) Double Circuit Twin Tern Conductor 30m (Plant 3.6m - Bottom Attachement 19.6m) | ea |  | cost plus 10% |  | #VALUE!
4.3 | Foundation Installation Continue: VOLUME 3 PART 2 - Activity Stage 4.3
Item | Reference Drawing | Description | Unit | Quantity | Material Rate | Labour Rate | Total
Twin Kingbird/Bersfort Single Circuit Mono-Pole Structure - Foundations Continue 2-WT/1294 Intermediate 0 - 2º Suspension 2-WT/1295 Strain 2º - 90º 2-WT/1296 Angle Strain 3-Pole 2º-90º 2-WT/1297 3-Pole Terminal 2-WT/1298 Inline Strain
Excavate, barricade, dispose of excavated material, transport to pole position imported material, supply and install complete foundations for soil TYPE 1 on the following structures:
2-WT/1294 Intermediate 0 - 2º Suspension
4.3.118 | 2-WT/1417 Sheet 1 | Pole, St 132kV Susp 21m | ea |  | cost plus 10% |  | #VALUE!
4.3.119 |  | Pole, St 132kV Susp 22m | ea |  | cost plus 10% |  | #VALUE!
4.3.120 |  | Pole, St 132kV Susp 23m | ea |  | cost plus 10% |  | #VALUE!
4.3.121 |  | Pole, St 132kV Susp 24m | ea |  | cost plus 10% |  | #VALUE!
4.3.122 |  | Pole, St 132kV Susp 25m | ea |  | cost plus 10% |  | #VALUE!
4.3.123 |  | Pole, St 132kV Susp 26m | ea |  | cost plus 10% |  | #VALUE!
4.3.124 |  | Pole, St 132kV Susp 29m | ea |  | cost plus 10% |  | #VALUE!
2-WT/1295 Strain 2º - 90º
4.3.125 | 2-WT/1417 Sheets 2 | Pole, St 132kV Angle Strain (0°-90°) 20m | ea |  | cost plus 10% |  | #VALUE!
4.3.126 |  | Pole, St 132kV Angle Strain (0°-90°) 22m | ea |  | cost plus 10% |  | #VALUE!
4.3.127 |  | Pole, St 132kV Angle Strain (0°-90°) 23m | ea |  | cost plus 10% |  | #VALUE!
4.3.128 |  | Pole, St 132kV Angle Strain (0°-90°) 24m | ea |  | cost plus 10% |  | #VALUE!
4.3.129 |  | Pole, St 132kV Angle Strain (0°-90°) 28m | ea |  | cost plus 10% |  | #VALUE!
4.3.130 |  | Pole, St 132kV Angle Strain (0°-90°) 30m | ea |  | cost plus 10% |  | #VALUE!
2-WT/1296 Angle Strain 3-Pole 2º-90º
4.3.131 | 2-WT/1417 Sheets 3 | 3- Pole, St 132kV Strain 11.1m (2 x 11.1m & 1 x 9.1m) | ea |  | cost plus 10% |  | #VALUE!
4.3.132 |  | 3- Pole, St 132kV Strain 13.1m (2 x 13.1m & 1 x 11.1m) | ea |  | cost plus 10% |  | #VALUE!
4.3.133 |  | 3- Pole, St 132kV Strain 14m (2 x 14.1m & 1 x 12.1m) | ea |  | cost plus 10% |  | #VALUE!
4.3.134 |  | 3- Pole, St 132kV Strain 16.1m (2 x 16.1m & 1 x 14.1m) | ea |  | cost plus 10% |  | #VALUE!
2-WT/1297 3-Pole Terminal
4.3.135 | 2-WT/1417 Sheets 3 | 3- Pole Term St 132kV 14m (Include 3 poles of 14m long) | ea |  | cost plus 10% |  | #VALUE!
4.3.136 |  | 3- Pole Term St 132kV 16m (Include 3 poles of 16m long) | ea |  | cost plus 10% |  | #VALUE!
4.3 | Foundation Installation Continue: VOLUME 3 PART 2 - Activity Stage 4.3
Item | Reference Drawing | Description | Unit | Quantity | Material Rate | Labour Rate | Total
2-WT/1294 Intermediate 0 - 2º Suspension
4.3.137 | 2-WT/1418 Sheet 2&3 | Pole, St 132kV Susp 21m | ea |  | cost plus 10% |  | #VALUE!
4.3.138 |  | Pole, St 132kV Susp 22m | ea |  | cost plus 10% |  | #VALUE!
4.3.139 |  | Pole, St 132kV Susp 23m | ea |  | cost plus 10% |  | #VALUE!
4.3.140 |  | Pole, St 132kV Susp 24m | ea |  | cost plus 10% |  | #VALUE!
4.3.141 |  | Pole, St 132kV Susp 25m | ea |  | cost plus 10% |  | #VALUE!
4.3.142 |  | Pole, St 132kV Susp 26m | ea |  | cost plus 10% |  | #VALUE!
4.3.143 |  | Pole, St 132kV Susp 29m | ea |  | cost plus 10% |  | #VALUE!
2-WT/1295 Strain 2º - 90º
4.3.144 | 2-WT/1418 Sheet 1&3 | Pole, St 132kV Angle Strain (0°-90°) 20m | ea |  | cost plus 10% |  | #VALUE!
4.3.145 |  | Pole, St 132kV Angle Strain (0°-90°) 22m | ea |  | cost plus 10% |  | #VALUE!
4.3.146 |  | Pole, St 132kV Angle Strain (0°-90°) 23m | ea |  | cost plus 10% |  | #VALUE!
4.3.147 |  | Pole, St 132kV Angle Strain (0°-90°) 24m | ea |  | cost plus 10% |  | #VALUE!
4.3.148 |  | Pole, St 132kV Angle Strain (0°-90°) 28m | ea |  | cost plus 10% |  | #VALUE!
4.3.149 |  | Pole, St 132kV Angle Strain (0°-90°) 30m | ea |  | cost plus 10% |  | #VALUE!
2-WT/1296 Angle Strain 3-Pole 2º-90º
4.3.150 | 2-WT/1418 Sheets 4 | 3- Pole, St 132kV Strain 11.1m (2 x 11.1m & 1 x 9.1m) | ea |  | cost plus 10% |  | #VALUE!
4.3.151 |  | 3- Pole, St 132kV Strain 13.1m (2 x 13.1m & 1 x 11.1m) | ea |  | cost plus 10% |  | #VALUE!
4.3.152 |  | 3- Pole, St 132kV Strain 14m (2 x 14.1m & 1 x 12.1m) | ea |  | cost plus 10% |  | #VALUE!
4.3.153 |  | 3- Pole, St 132kV Strain 16.1m (2 x 16.1m & 1 x 14.1m) | ea |  | cost plus 10% |  | #VALUE!
2-WT/1297 3-Pole Terminal
4.3.154 | 2-WT/1418 Sheets 4 | 3- Pole Term St 132kV 14m (Include 3 poles of 14m long) | ea |  | cost plus 10% |  | #VALUE!
4.3.155 |  | 3- Pole Term St 132kV 16m (Include 3 poles of 16m long) | ea |  | cost plus 10% |  | #VALUE!
4.3 | Foundation Installation Continue: VOLUME 3 PART 2 - Activity Stage 4.3
Item | Reference Drawing | Description | Unit | Quantity | Material Rate | Labour Rate | Total
Excavate, barricade, dispose of excavated material, transport to pole position imported material, supply and install complete foundations for soil TYPE 2 on the following structures:
2-WT/1294 Intermediate 0 - 2º Suspension
4.3.157 | 2-WT/1417 Sheet 1 | Pole, St 132kV Susp 21m | ea |  | cost plus 10% |  | #VALUE!
4.3.158 |  | Pole, St 132kV Susp 22m | ea |  | cost plus 10% |  | #VALUE!
4.3.159 |  | Pole, St 132kV Susp 23m | ea |  | cost plus 10% |  | #VALUE!
4.3.160 |  | Pole, St 132kV Susp 24m | ea |  | cost plus 10% |  | #VALUE!
4.3.161 |  | Pole, St 132kV Susp 25m | ea |  | cost plus 10% |  | #VALUE!
4.3.162 |  | Pole, St 132kV Susp 26m | ea |  | cost plus 10% |  | #VALUE!
4.3.163 |  | Pole, St 132kV Susp 29m | ea |  | cost plus 10% |  | #VALUE!
2-WT/1295 Strain 2º - 90º
4.3.167 | 2-WT/1417 Sheets 2 | Pole, St 132kV Angle Strain (0°-90°) 20m | ea |  | cost plus 10% |  | #VALUE!
4.3.168 |  | Pole, St 132kV Angle Strain (0°-90°) 22m | ea |  | cost plus 10% |  | #VALUE!
4.3.169 |  | Pole, St 132kV Angle Strain (0°-90°) 23m | ea |  | cost plus 10% |  | #VALUE!
4.3.170 |  | Pole, St 132kV Angle Strain (0°-90°) 24m | ea |  | cost plus 10% |  | #VALUE!
4.3.171 |  | Pole, St 132kV Angle Strain (0°-90°) 28m | ea |  | cost plus 10% |  | #VALUE!
4.3.172 |  | Pole, St 132kV Angle Strain (0°-90°) 30m | ea |  | cost plus 10% |  | #VALUE!
2-WT/1296 Angle Strain 3-Pole 2º-90º
4.3.173 | 2-WT/1417 Sheets 3 | 3- Pole, St 132kV Strain 11.1m (2 x 11.1m & 1 x 9.1m) | ea |  | cost plus 10% |  | #VALUE!
4.3.174 |  | 3- Pole, St 132kV Strain 13.1m (2 x 13.1m & 1 x 11.1m) | ea |  | cost plus 10% |  | #VALUE!
4.3.175 |  | 3- Pole, St 132kV Strain 14m (2 x 14.1m & 1 x 12.1m) | ea |  | cost plus 10% |  | #VALUE!
4.3.176 |  | 3- Pole, St 132kV Strain 16.1m (2 x 16.1m & 1 x 14.1m) | ea |  | cost plus 10% |  | #VALUE!
2-WT/1297 3-Pole Terminal
4.3.177 | 2-WT/1417 Sheets 3 | 3- Pole Term St 132kV 14m (Include 3 poles of 14m long) | ea |  | cost plus 10% |  | #VALUE!
4.3.178 |  | 3- Pole Term St 132kV 16m (Include 3 poles of 16m long) | ea |  | cost plus 10% |  | #VALUE!
4.3 | Foundation Installation Continue: VOLUME 3 PART 2 - Activity Stage 4.3
Item | Reference Drawing | Description | Unit | Quantity | Material Rate | Labour Rate | Total
2-WT/1294 Intermediate 0 - 2º Suspension
4.3.179 | 2-WT/1418 Sheet 2&3 | Pole, St 132kV Susp 21m | ea |  | cost plus 10% |  | #VALUE!
4.3.180 |  | Pole, St 132kV Susp 22m | ea |  | cost plus 10% |  | #VALUE!
4.3.181 |  | Pole, St 132kV Susp 23m | ea |  | cost plus 10% |  | #VALUE!
4.3.182 |  | Pole, St 132kV Susp 24m | ea |  | cost plus 10% |  | #VALUE!
4.3.183 |  | Pole, St 132kV Susp 25m | ea |  | cost plus 10% |  | #VALUE!
4.3.184 |  | Pole, St 132kV Susp 26m | ea |  | cost plus 10% |  | #VALUE!
4.3.185 |  | Pole, St 132kV Susp 29m | ea |  | cost plus 10% |  | #VALUE!
2-WT/1295 Strain 2º - 90º
4.3.186 | 2-WT/1418 Sheet 1&3 | Pole, St 132kV Angle Strain (0°-90°) 20m | ea |  | cost plus 10% |  | #VALUE!
4.3.187 |  | Pole, St 132kV Angle Strain (0°-90°) 22m | ea |  | cost plus 10% |  | #VALUE!
4.3.188 |  | Pole, St 132kV Angle Strain (0°-90°) 23m | ea |  | cost plus 10% |  | #VALUE!
4.3.189 |  | Pole, St 132kV Angle Strain (0°-90°) 24m | ea |  | cost plus 10% |  | #VALUE!
4.3.190 |  | Pole, St 132kV Angle Strain (0°-90°) 28m | ea |  | cost plus 10% |  | #VALUE!
4.3.191 |  | Pole, St 132kV Angle Strain (0°-90°) 30m | ea |  | cost plus 10% |  | #VALUE!
2-WT/1296 Angle Strain 3-Pole 2º-90º
4.3.200 | 2-WT/1418 Sheets 4 | 3- Pole, St 132kV Strain 11.1m (2 x 11.1m & 1 x 9.1m) | ea |  | cost plus 10% |  | #VALUE!
4.3.201 |  | 3- Pole, St 132kV Strain 13.1m (2 x 13.1m & 1 x 11.1m) | ea |  | cost plus 10% |  | #VALUE!
4.3.202 |  | 3- Pole, St 132kV Strain 14m (2 x 14.1m & 1 x 12.1m) | ea |  | cost plus 10% |  | #VALUE!
4.3.203 |  | 3- Pole, St 132kV Strain 16.1m (2 x 16.1m & 1 x 14.1m) | ea |  | cost plus 10% |  | #VALUE!
2-WT/1297 3-Pole Terminal
4.3.204 | 2-WT/1418 Sheets 4 | 3- Pole Term St 132kV 14m (Include 3 poles of 14m long) | ea |  | cost plus 10% |  | #VALUE!
4.3.205 |  | 3- Pole Term St 132kV 16m (Include 3 poles of 16m long) | ea |  | cost plus 10% |  | #VALUE!
4.3 | Foundation Installation Continue: VOLUME 3 PART 2 - Activity Stage 4.3
Item | Reference Drawing | Description | Unit | Quantity | Material Rate | Labour Rate | Total
Excavate, barricade, dispose of excavated material, transport to pole position imported material, supply and install complete foundations for soil TYPE 3 on the following structures:
2-WT/1294 Intermediate 0 - 2º Suspension
4.3.206 | 2-WT/1417 Sheet 1 | Pole, St 132kV Susp 21m | ea |  | cost plus 10% |  | #VALUE!
4.3.207 |  | Pole, St 132kV Susp 22m | ea |  | cost plus 10% |  | #VALUE!
4.3.208 |  | Pole, St 132kV Susp 23m | ea |  | cost plus 10% |  | #VALUE!
4.3.209 |  | Pole, St 132kV Susp 24m | ea |  | cost plus 10% |  | #VALUE!
4.3.210 |  | Pole, St 132kV Susp 25m | ea |  | cost plus 10% |  | #VALUE!
4.3.211 |  | Pole, St 132kV Susp 26m | ea |  | cost plus 10% |  | #VALUE!
4.3.212 |  | Pole, St 132kV Susp 29m | ea |  | cost plus 10% |  | #VALUE!
2-WT/1295 Strain 2º - 90º
4.3.213 | 2-WT/1417 Sheets 2 | Pole, St 132kV Angle Strain (0°-90°) 20m | ea |  | cost plus 10% |  | #VALUE!
4.3.214 |  | Pole, St 132kV Angle Strain (0°-90°) 22m | ea |  | cost plus 10% |  | #VALUE!
4.3.215 |  | Pole, St 132kV Angle Strain (0°-90°) 23m | ea |  | cost plus 10% |  | #VALUE!
4.3.216 |  | Pole, St 132kV Angle Strain (0°-90°) 24m | ea |  | cost plus 10% |  | #VALUE!
4.3.217 |  | Pole, St 132kV Angle Strain (0°-90°) 28m | ea |  | cost plus 10% |  | #VALUE!
4.3.218 |  | Pole, St 132kV Angle Strain (0°-90°) 30m | ea |  | cost plus 10% |  | #VALUE!
2-WT/1296 Angle Strain 3-Pole 2º-90º
4.3.219 | 2-WT/1417 Sheets 3 | 3- Pole, St 132kV Strain 11.1m (2 x 11.1m & 1 x 9.1m) | ea |  | cost plus 10% |  | #VALUE!
4.3.220 |  | 3- Pole, St 132kV Strain 13.1m (2 x 13.1m & 1 x 11.1m) | ea |  | cost plus 10% |  | #VALUE!
4.3.221 |  | 3- Pole, St 132kV Strain 14m (2 x 14.1m & 1 x 12.1m) | ea |  | cost plus 10% |  | #VALUE!
4.3.222 |  | 3- Pole, St 132kV Strain 16.1m (2 x 16.1m & 1 x 14.1m) | ea |  | cost plus 10% |  | #VALUE!
2-WT/1297 3-Pole Terminal
4.3.223 | 2-WT/1417 Sheets 3 | 3- Pole Term St 132kV 14m (Include 3 poles of 14m long) | ea |  | cost plus 10% |  | #VALUE!
4.3.224 |  | 3- Pole Term St 132kV 16m (Include 3 poles of 16m long) | ea |  | cost plus 10% |  | #VALUE!
4.3 | Foundation Installation Continue: VOLUME 3 PART 2 - Activity Stage 4.3
Item | Reference Drawing | Description | Unit | Quantity | Material Rate | Labour Rate | Total
2-WT/1294 Intermediate 0 - 2º Suspension
4.3.225 | 2-WT/1418 Sheet 2&3 | Pole, St 132kV Susp 21m | ea |  | cost plus 10% |  | #VALUE!
4.3.226 |  | Pole, St 132kV Susp 22m | ea |  | cost plus 10% |  | #VALUE!
4.3.227 |  | Pole, St 132kV Susp 23m | ea |  | cost plus 10% |  | #VALUE!
4.3.228 |  | Pole, St 132kV Susp 24m | ea |  | cost plus 10% |  | #VALUE!
4.3.229 |  | Pole, St 132kV Susp 25m | ea |  | cost plus 10% |  | #VALUE!
4.3.230 |  | Pole, St 132kV Susp 26m | ea |  | cost plus 10% |  | #VALUE!
4.3.231 |  | Pole, St 132kV Susp 29m | ea |  | cost plus 10% |  | #VALUE!
2-WT/1295 Strain 2º - 90º
4.3.232 | 2-WT/1418 Sheet 1&3 | Pole, St 132kV Angle Strain (0°-90°) 20m | ea |  | cost plus 10% |  | #VALUE!
4.3.233 |  | Pole, St 132kV Angle Strain (0°-90°) 22m | ea |  | cost plus 10% |  | #VALUE!
4.3.234 |  | Pole, St 132kV Angle Strain (0°-90°) 23m | ea |  | cost plus 10% |  | #VALUE!
4.3.235 |  | Pole, St 132kV Angle Strain (0°-90°) 24m | ea |  | cost plus 10% |  | #VALUE!
4.3.236 |  | Pole, St 132kV Angle Strain (0°-90°) 28m | ea |  | cost plus 10% |  | #VALUE!
4.3.237 |  | Pole, St 132kV Angle Strain (0°-90°) 30m | ea |  | cost plus 10% |  | #VALUE!
2-WT/1296 Angle Strain 3-Pole 2º-90º
4.3.238 | 2-WT/1418 Sheets 4 | 3- Pole, St 132kV Strain 11.1m (2 x 11.1m & 1 x 9.1m) | ea |  | cost plus 10% |  | #VALUE!
4.3.239 |  | 3- Pole, St 132kV Strain 13.1m (2 x 13.1m & 1 x 11.1m) | ea |  | cost plus 10% |  | #VALUE!
4.3.240 |  | 3- Pole, St 132kV Strain 14m (2 x 14.1m & 1 x 12.1m) | ea |  | cost plus 10% |  | #VALUE!
4.3.241 |  | 3- Pole, St 132kV Strain 16.1m (2 x 16.1m & 1 x 14.1m) | ea |  | cost plus 10% |  | #VALUE!
2-WT/1297 3-Pole Terminal
4.3.242 | 2-WT/1418 Sheets 4 | 3- Pole Term St 132kV 14m (Include 3 poles of 14m long) | ea |  | cost plus 10% |  | #VALUE!
4.3.243 |  | 3- Pole Term St 132kV 16m (Include 3 poles of 16m long) | ea |  | cost plus 10% |  | #VALUE!
4.3 | Foundation Installation Continue: VOLUME 3 PART 2 - Activity Stage 4.3
Item | Reference Drawing | Description | Unit | Quantity | Material Rate | Labour Rate | Total
Excavate, barricade, dispose of excavated material, transport to pole position imported material, supply and install complete foundations for soil TYPE 4 on the following structures:
2-WT/1294 Intermediate 0 - 2º Suspension
4.3.244 | 2-WT/1417 Sheet 1 | Pole, St 132kV Susp 21m | ea |  | cost plus 10% |  | #VALUE!
4.3.245 |  | Pole, St 132kV Susp 22m | ea |  | cost plus 10% |  | #VALUE!
4.3.246 |  | Pole, St 132kV Susp 23m | ea |  | cost plus 10% |  | #VALUE!
4.3.247 |  | Pole, St 132kV Susp 24m | ea |  | cost plus 10% |  | #VALUE!
4.3.248 |  | Pole, St 132kV Susp 25m | ea |  | cost plus 10% |  | #VALUE!
4.3.249 |  | Pole, St 132kV Susp 26m | ea |  | cost plus 10% |  | #VALUE!
4.3.250 |  | Pole, St 132kV Susp 29m | ea |  | cost plus 10% |  | #VALUE!
2-WT/1295 Strain 2º - 90º
4.3.251 | 2-WT/1417 Sheets 2 | Pole, St 132kV Angle Strain (0°-90°) 20m | ea |  | cost plus 10% |  | #VALUE!
4.3.252 |  | Pole, St 132kV Angle Strain (0°-90°) 22m | ea |  | cost plus 10% |  | #VALUE!
4.3.253 |  | Pole, St 132kV Angle Strain (0°-90°) 23m | ea |  | cost plus 10% |  | #VALUE!
4.3.254 |  | Pole, St 132kV Angle Strain (0°-90°) 24m | ea |  | cost plus 10% |  | #VALUE!
4.3.255 |  | Pole, St 132kV Angle Strain (0°-90°) 28m | ea |  | cost plus 10% |  | #VALUE!
4.3.256 |  | Pole, St 132kV Angle Strain (0°-90°) 30m | ea |  | cost plus 10% |  | #VALUE!
2-WT/1296 Angle Strain 3-Pole 2º-90º
4.3.257 | 2-WT/1417 Sheets 3 | 3- Pole, St 132kV Strain 11.1m (2 x 11.1m & 1 x 9.1m) | ea |  | cost plus 10% |  | #VALUE!
4.3.258 |  | 3- Pole, St 132kV Strain 13.1m (2 x 13.1m & 1 x 11.1m) | ea |  | cost plus 10% |  | #VALUE!
4.3.259 |  | 3- Pole, St 132kV Strain 14m (2 x 14.1m & 1 x 12.1m) | ea |  | cost plus 10% |  | #VALUE!
4.3.260 |  | 3- Pole, St 132kV Strain 16.1m (2 x 16.1m & 1 x 14.1m) | ea |  | cost plus 10% |  | #VALUE!
2-WT/1297 3-Pole Terminal
4.3.261 | 2-WT/1417 Sheets 3 | 3- Pole Term St 132kV 14m (Include 3 poles of 14m long) | ea |  | cost plus 10% |  | #VALUE!
4.3.262 |  | 3- Pole Term St 132kV 16m (Include 3 poles of 16m long) | ea |  | cost plus 10% |  | #VALUE!
4.3 | Foundation Installation Continue: VOLUME 3 PART 2 - Activity Stage 4.3
Item | Reference Drawing | Description | Unit | Quantity | Material Rate | Labour Rate | Total
2-WT/1294 Intermediate 0 - 2º Suspension | [6 empty] | 0
4.3.263 | 2-WT/1418 Sheet 2&3 | Pole, St 132kV Susp 21m | ea |  | cost plus 10% |  | #VALUE!
4.3.264 |  | Pole, St 132kV Susp 22m | ea |  | cost plus 10% |  | #VALUE!
4.3.265 |  | Pole, St 132kV Susp 23m | ea |  | cost plus 10% |  | #VALUE!
4.3.266 |  | Pole, St 132kV Susp 24m | ea |  | cost plus 10% |  | #VALUE!
4.3.267 |  | Pole, St 132kV Susp 25m | ea |  | cost plus 10% |  | #VALUE!
4.3.268 |  | Pole, St 132kV Susp 26m | ea |  | cost plus 10% |  | #VALUE!
4.3.269 |  | Pole, St 132kV Susp 29m | ea |  | cost plus 10% |  | #VALUE!
2-WT/1295 Strain 2º - 90º
4.3.270 | 2-WT/1418 Sheet 1&3 | Pole, St 132kV Angle Strain (0°-90°) 20m | ea |  | cost plus 10% |  | #VALUE!
4.3.271 |  | Pole, St 132kV Angle Strain (0°-90°) 22m | ea |  | cost plus 10% |  | #VALUE!
4.3.272 |  | Pole, St 132kV Angle Strain (0°-90°) 23m | ea |  | cost plus 10% |  | #VALUE!
4.3.273 |  | Pole, St 132kV Angle Strain (0°-90°) 24m | ea |  | cost plus 10% |  | #VALUE!
4.3.274 |  | Pole, St 132kV Angle Strain (0°-90°) 28m | ea |  | cost plus 10% |  | #VALUE!
4.3.275 |  | Pole, St 132kV Angle Strain (0°-90°) 30m | ea |  | cost plus 10% |  | #VALUE!
2-WT/1296 Angle Strain 3-Pole 2º-90º | [6 empty] | 0
4.3.276 | 2-WT/1418 Sheets 4 | 3- Pole, St 132kV Strain 11.1m (2 x 11.1m & 1 x 9.1m) | ea |  | cost plus 10% |  | #VALUE!
4.3.277 |  | 3- Pole, St 132kV Strain 13.1m (2 x 13.1m & 1 x 11.1m) | ea |  | cost plus 10% |  | #VALUE!
4.3.278 |  | 3- Pole, St 132kV Strain 14m (2 x 14.1m & 1 x 12.1m) | ea |  | cost plus 10% |  | #VALUE!
4.3.279 |  | 3- Pole, St 132kV Strain 16.1m (2 x 16.1m & 1 x 14.1m) | ea |  | cost plus 10% |  | #VALUE!
2-WT/1297 3-Pole Terminal | [6 empty] | 0
4.3.280 | 2-WT/1418 Sheets 4 | 3- Pole Term St 132kV 14m (Include 3 poles of 14m long) | ea |  | cost plus 10% |  | #VALUE!
4.3.281 |  | 3- Pole Term St 132kV 16m (Include 3 poles of 16m long) | ea |  | cost plus 10% |  | #VALUE!
4.3 | Foundation Installation Continue: VOLUME 3 PART 2 - Activity Stage 4.3
Item | Reference Drawing | Description | Unit | Quantity | Material Rate | Labour Rate | Total
Excavate, barricade, dispose of excavated material, transport to pole position imported material, supply and install complete foundations for soil Soft Rock on the following structures:
2-WT/1294 Intermediate 0 - 2º Suspension
4.3.282 | 2-WT/1419 Sheet 1 | Pole, St 132kV Susp 21m | ea |  | cost plus 10% |  | #VALUE!
4.3.283 |  | Pole, St 132kV Susp 22m | ea |  | cost plus 10% |  | #VALUE!
4.3.284 |  | Pole, St 132kV Susp 23m | ea |  | cost plus 10% |  | #VALUE!
4.3.285 |  | Pole, St 132kV Susp 24m | ea |  | cost plus 10% |  | #VALUE!
4.3.286 |  | Pole, St 132kV Susp 25m | ea |  | cost plus 10% |  | #VALUE!
4.3.287 |  | Pole, St 132kV Susp 26m | ea |  | cost plus 10% |  | #VALUE!
4.3.288 |  | Pole, St 132kV Susp 29m | ea |  | cost plus 10% |  | #VALUE!
2-WT/1295 Strain 2º - 90º
4.3.289 | 2-WT/1419 Sheet 2 | Pole, St 132kV Angle Strain (0°-90°) 20m | ea |  | cost plus 10% |  | #VALUE!
4.3.290 |  | Pole, St 132kV Angle Strain (0°-90°) 22m | ea |  | cost plus 10% |  | #VALUE!
4.3.291 |  | Pole, St 132kV Angle Strain (0°-90°) 23m | ea |  | cost plus 10% |  | #VALUE!
4.3.292 |  | Pole, St 132kV Angle Strain (0°-90°) 24m | ea |  | cost plus 10% |  | #VALUE!
4.3.293 |  | Pole, St 132kV Angle Strain (0°-90°) 28m | ea |  | cost plus 10% |  | #VALUE!
4.3.294 |  | Pole, St 132kV Angle Strain (0°-90°) 30m | ea |  | cost plus 10% |  | #VALUE!
2-WT/1296 Angle Strain 3-Pole 2º-90º
4.3.295 | 2-WT/1419 Sheet 2 | 3- Pole, St 132kV Strain 11.1m (2 x 11.1m & 1 x 9.1m) | ea |  | cost plus 10% |  | #VALUE!
4.3.296 |  | 3- Pole, St 132kV Strain 13.1m (2 x 13.1m & 1 x 11.1m) | ea |  | cost plus 10% |  | #VALUE!
4.3.297 |  | 3- Pole, St 132kV Strain 14m (2 x 14.1m & 1 x 12.1m) | ea |  | cost plus 10% |  | #VALUE!
4.3.298 |  | 3- Pole, St 132kV Strain 16.1m (2 x 16.1m & 1 x 14.1m) | ea |  | cost plus 10% |  | #VALUE!
2-WT/1297 3-Pole Terminal
4.3.299 | 2-WT/1419 Sheet 2 | 3- Pole Term St 132kV 14m (Include 3 poles of 14m long) | ea |  | cost plus 10% |  | #VALUE!
4.3.300 |  | 3- Pole Term St 132kV 16m (Include 3 poles of 16m long) | ea |  | cost plus 10% |  | #VALUE!
4.3 | Foundation Installation Continue: VOLUME 3 PART 2 - Activity Stage 4.3
Item | Reference Drawing | Description | Unit | Quantity | Material Rate | Labour Rate | Total
Excavate, barricade, dispose of excavated material, transport to pole position imported material, supply and install complete foundations for soil Hard Rock on the following structures:
2-WT/1294 Intermediate 0 - 2º Suspension
4.3.301 | 2-WT/1419 Sheet 1 | Pole, St 132kV Susp 21m | ea |  | cost plus 10% |  | #VALUE!
4.3.302 |  | Pole, St 132kV Susp 22m | ea |  | cost plus 10% |  | #VALUE!
4.3.303 |  | Pole, St 132kV Susp 23m | ea |  | cost plus 10% |  | #VALUE!
4.3.304 |  | Pole, St 132kV Susp 24m | ea |  | cost plus 10% |  | #VALUE!
4.3.305 |  | Pole, St 132kV Susp 25m | ea |  | cost plus 10% |  | #VALUE!
4.3.306 |  | Pole, St 132kV Susp 26m | ea |  | cost plus 10% |  | #VALUE!
4.3.307 |  | Pole, St 132kV Susp 29m | ea |  | cost plus 10% |  | #VALUE!
2-WT/1295 Strain 2º - 90º
4.3.308 | 2-WT/1419 Sheet 2 | Pole, St 132kV Angle Strain (0°-90°) 20m | ea |  | cost plus 10% |  | #VALUE!
4.3.309 |  | Pole, St 132kV Angle Strain (0°-90°) 22m | ea |  | cost plus 10% |  | #VALUE!
4.3.310 |  | Pole, St 132kV Angle Strain (0°-90°) 23m | ea |  | cost plus 10% |  | #VALUE!
4.3.311 |  | Pole, St 132kV Angle Strain (0°-90°) 24m | ea |  | cost plus 10% |  | #VALUE!
4.3.312 |  | Pole, St 132kV Angle Strain (0°-90°) 28m | ea |  | cost plus 10% |  | #VALUE!
4.3.313 |  | Pole, St 132kV Angle Strain (0°-90°) 30m | ea |  | cost plus 10% |  | #VALUE!
2-WT/1296 Angle Strain 3-Pole 2º-90º
4.3.314 | 2-WT/1419 Sheet 2 | 3- Pole, St 132kV Strain 11.1m (2 x 11.1m & 1 x 9.1m) | ea |  | cost plus 10% |  | #VALUE!
4.3.315 |  | 3- Pole, St 132kV Strain 13.1m (2 x 13.1m & 1 x 11.1m) | ea |  | cost plus 10% |  | #VALUE!
4.3.316 |  | 3- Pole, St 132kV Strain 14m (2 x 14.1m & 1 x 12.1m) | ea |  | cost plus 10% |  | #VALUE!
4.3.317 |  | 3- Pole, St 132kV Strain 16.1m (2 x 16.1m & 1 x 14.1m) | ea |  | cost plus 10% |  | #VALUE!
2-WT/1297 3-Pole Terminal
4.3.318 | 2-WT/1419 Sheet 2 | 3- Pole Term St 132kV 14m (Include 3 poles of 14m long) | ea |  | cost plus 10% |  | #VALUE!
4.3.319 |  | 3- Pole Term St 132kV 16m (Include 3 poles of 16m long) | ea |  | cost plus 10% |  | #VALUE!
4.3 | Foundation Installation Continue: VOLUME 3 PART 2 - Activity Stage 4.3
Item | Reference Drawing | Description | Unit | Quantity | Material Rate | Labour Rate | Total
Bersfort Single Circuit Mono-Pole Guided Structure - Foundations 2-WT/1281 Guided Braced Intermediate / Suspension 2-WT/1284 Angle Strain 0 - 90º 2-WT/1285 Guided Inline Strain 3-Pole Structure 0 - 5º 2-WT/1286 Guided Inline Strain 3-Pole Structure 5 - 90º
Excavate, barricade, dispose of excavated material, transport to pole position imported material, supply and install complete foundations for soil TYPE 1 on the following structures:
2-WT/1281 Guided Braced Intermediate / Suspension
4.3.320 | D-DT-7852 Sheet 1 | Pole , St 132kV Guyed Susp 16.1m Bottom Attachment 10.7) | ea |  | cost plus 10% |  | #VALUE!
4.3.321 |  | Pole , St 132kV Guyed Susp 18.2m Bottom Attachment 12.8) | ea |  | cost plus 10% |  | #VALUE!
4.3.322 |  | Pole , St 132kV Guyed Susp 21.2m Bottom Attachment 15.8) | ea |  | cost plus 10% |  | #VALUE!
4.3.323 |  | Pole, St 132kV Guyed Susp 24.2m (Bottom Attachment 18.8) | ea |  | cost plus 10% |  | #VALUE!
2-WT/1284 Angle Strain 0 - 90º
4.3.324 | D-DT-7852 Sheet 1 | Pole, St 132kV Guyed Angle Strain (0°-90°) 18.2m (Bottom Attachement 11.2m) | ea |  | cost plus 10% |  | #VALUE!
4.3.325 |  | Pole, St 132kV Guyed Angle Strain (0°-90°) 21.2m (Bottom Attachement 14.2m) | ea |  | cost plus 10% |  | #VALUE!
4.3.326 |  | Pole, St 132kV Guyed Angle Strain (0°-90°) 24.2m (Bottom Attachement 17.2m) | ea |  | cost plus 10% |  | #VALUE!
2-WT/1285 Guided Inline Strain 3-Pole Structure 0 - 5º
4.3.327 | D-DT-7852 Sheet 1 | Pole, St 132kV Guyed Angle Strain 3-pole structure (0°-5°) 11.1m (includes 3 poles) (Bottom Attachment 9.6m) | ea |  | cost plus 10% |  | 0
4.3.328 |  | Pole, St 132kV Guyed Angle Strain 3-pole structure (0°-5°) 16.1m (includes 3 poles) (Bottom Attachment 14.6m) | ea |  | cost plus 10% |  | 0
4.3.329 |  | Pole, St 132kV Guyed Angle Strain 3-pole structure (0°-5°) 18.2m (includes 3 poles) (Bottom Attachment 16.7m) | ea |  | cost plus 10% |  | 0
4.3.330 |  | Pole, St 132kV Guyed Angle Strain 3-pole structure (0°-5°) 21.2m (includes 3 poles) (Bottom Attachment 19.7m) | ea |  | cost plus 10% |  | 0
4.3.331 |  | Pole, St 132kV Guyed Angle Strain 3-pole structure (0°-5°) 24.2m (includes 3 poles) (Bottom Attachment 22.7) | ea |  | cost plus 10% |  | 0
4.3 | Foundation Installation Continue: VOLUME 3 PART 2 - Activity Stage 4.3
Item | Reference Drawing | Description | Unit | Quantity | Material Rate | Labour Rate | Total
Excavate, barricade, dispose of excavated material, transport to pole position imported material, supply and install complete foundations for soil TYPE 1 on the following structures:
2-WT/1286 Guided Inline Strain 3-Pole Structure 5 - 90º
4.3.332 | D-DT-7852 Sheet 1 | Pole, St 132kV Guyed Angle Strain 3-pole structure (5°-90°) 11.1m (includes 3 poles) (Bottom Attachment 9.6m) | ea |  | cost plus 10% |  | 0
4.3.333 |  | Pole, St 132kV Guyed Angle Strain 3-pole structure (5°-90°) 16.1m (includes 3 poles) (Bottom Attachment 14.6m) | ea |  | cost plus 10% |  | 0
4.3.334 |  | Pole, St 132kV Guyed Angle Strain 3-pole structure (5°-90°) 18.2m (includes 3 poles) (Bottom Attachment 16.7m) | ea |  | cost plus 10% |  | 0
4.3.335 |  | Pole, St 132kV Guyed Angle Strain 3-pole structure (5°-90°) 21.2m (includes 3 poles) (Bottom Attachment 19.7m) | ea |  | cost plus 10% |  | 0
4.3.336 |  | Pole, St 132kV Guyed Angle Strain 3-pole structure (5°-90°) 24.2m (includes 3 poles) (Bottom Attachment 22.7) | ea |  | cost plus 10% |  | 0
4.3 | Foundation Installation Continue: VOLUME 3 PART 2 - Activity Stage 4.3
Item | Reference Drawing | Description | Unit |  | Material Rate | Labour Rate | Total
Excavate, barricade, dispose of excavated material, transport to pole position imported material, supply and install complete foundations for soil TYPE 2 on the following structures:
2-WT/1281 Guided Braced Intermediate / Suspension
4.3.337 | D-DT-7852 Sheet 1 | Pole , St 132kV Guyed Susp 16.1m Bottom Attachment 10.7) | ea |  | cost plus 10% |  | 0
4.3.338 |  | Pole , St 132kV Guyed Susp 18.2m Bottom Attachment 12.8) | ea |  | cost plus 10% |  | 0
4.3.339 |  | Pole , St 132kV Guyed Susp 21.2m Bottom Attachment 15.8) | ea |  | cost plus 10% |  | 0
4.3.340 |  | Pole, St 132kV Guyed Susp 24.2m (Bottom Attachment 18.8) | ea |  | cost plus 10% |  | 0
2-WT/1284 Angle Strain 0 - 90º
4.3.341 | D-DT-7852 Sheet 1 | Pole, St 132kV Guyed Angle Strain (0°-90°) 18.2m (Bottom Attachement 11.2m) | ea |  | cost plus 10% |  | 0
4.3.342 |  | Pole, St 132kV Guyed Angle Strain (0°-90°) 21.2m (Bottom Attachement 14.2m) | ea |  | cost plus 10% |  | 0
4.3.343 |  | Pole, St 132kV Guyed Angle Strain (0°-90°) 24.2m (Bottom Attachement 17.2m) | ea |  | cost plus 10% |  | 0
2-WT/1285 Guided Inline Strain 3-Pole Structure 0 - 5º
4.3.344 | D-DT-7852 Sheet 1 | Pole, St 132kV Guyed Angle Strain 3-pole structure (0°-5°) 11.1m (includes 3 poles) (Bottom Attachment 9.6m) | ea |  | cost plus 10% |  | 0
4.3.345 |  | Pole, St 132kV Guyed Angle Strain 3-pole structure (0°-5°) 16.1m (includes 3 poles) (Bottom Attachment 14.6m) | ea |  | cost plus 10% |  | 0
4.3.346 |  | Pole, St 132kV Guyed Angle Strain 3-pole structure (0°-5°) 18.2m (includes 3 poles) (Bottom Attachment 16.7m) | ea |  | cost plus 10% |  | 0
4.3.347 |  | Pole, St 132kV Guyed Angle Strain 3-pole structure (0°-5°) 21.2m (includes 3 poles) (Bottom Attachment 19.7m) | ea |  | cost plus 10% |  | 0
4.3.348 |  | Pole, St 132kV Guyed Angle Strain 3-pole structure (0°-5°) 24.2m (includes 3 poles) (Bottom Attachment 22.7) | ea |  | cost plus 10% |  | 0
4.3 | Foundation Installation Continue: VOLUME 3 PART 2 - Activity Stage 4.3
Item | Reference Drawing | Description | Unit | Quantity | Material Rate | Labour Rate | Total
Excavate, barricade, dispose of excavated material, transport to pole position imported material, supply and install complete foundations for soil TYPE 2 on the following structures:
2-WT/1286 Guided Inline Strain 3-Pole Structure 5 - 90º
4.3.349 | D-DT-7852 Sheet 1 | Pole, St 132kV Guyed Angle Strain 3-pole structure (5°-90°) 11.1m (includes 3 poles) (Bottom Attachment 9.6m) | ea |  | cost plus 10% |  | 0
4.3.351 |  | Pole, St 132kV Guyed Angle Strain 3-pole structure (5°-90°) 16.1m (includes 3 poles) (Bottom Attachment 14.6m) | ea |  | cost plus 10% |  | 0
4.3.352 |  | Pole, St 132kV Guyed Angle Strain 3-pole structure (5°-90°) 18.2m (includes 3 poles) (Bottom Attachment 16.7m) | ea |  | cost plus 10% |  | 0
4.3.353 |  | Pole, St 132kV Guyed Angle Strain 3-pole structure (5°-90°) 21.2m (includes 3 poles) (Bottom Attachment 19.7m) | ea |  | cost plus 10% |  | 0
4.3.354 |  | Pole, St 132kV Guyed Angle Strain 3-pole structure (5°-90°) 24.2m (includes 3 poles) (Bottom Attachment 22.7) | ea |  | cost plus 10% |  | 0
4.3 | Foundation Installation Continue: VOLUME 3 PART 2 - Activity Stage 4.3
Item | Reference Drawing | Description | Unit |  | Material Rate | Labour Rate | Total
Excavate, barricade, dispose of excavated material, transport to pole position imported material, supply and install complete foundations for soil TYPE 3 on the following structures:
2-WT/1281 Guided Braced Intermediate / Suspension
4.3.355 | D-DT-7852 Sheet 1 | Pole , St 132kV Guyed Susp 16.1m Bottom Attachment 10.7) | ea |  | cost plus 10% |  | 0
4.3.356 |  | Pole , St 132kV Guyed Susp 18.2m Bottom Attachment 12.8) | ea |  | cost plus 10% |  | 0
4.3.357 |  | Pole , St 132kV Guyed Susp 21.2m Bottom Attachment 15.8) | ea |  | cost plus 10% |  | 0
4.3.358 |  | Pole, St 132kV Guyed Susp 24.2m (Bottom Attachment 18.8) | ea |  | cost plus 10% |  | 0
2-WT/1284 Angle Strain 0 - 90º
4.3.359 | D-DT-7852 Sheet 1 | Pole, St 132kV Guyed Angle Strain (0°-90°) 18.2m (Bottom Attachement 11.2m) | ea |  | cost plus 10% |  | 0
4.3.360 |  | Pole, St 132kV Guyed Angle Strain (0°-90°) 21.2m (Bottom Attachement 14.2m) | ea |  | cost plus 10% |  | 0
4.3.361 |  | Pole, St 132kV Guyed Angle Strain (0°-90°) 24.2m (Bottom Attachement 17.2m) | ea |  | cost plus 10% |  | 0
2-WT/1285 Guided Inline Strain 3-Pole Structure 0 - 5º
4.3.362 | D-DT-7852 Sheet 1 | Pole, St 132kV Guyed Angle Strain 3-pole structure (0°-5°) 11.1m (includes 3 poles) (Bottom Attachment 9.6m) | ea |  | cost plus 10% |  | 0
4.3.363 |  | Pole, St 132kV Guyed Angle Strain 3-pole structure (0°-5°) 16.1m (includes 3 poles) (Bottom Attachment 14.6m) | ea |  | cost plus 10% |  | 0
4.3.364 |  | Pole, St 132kV Guyed Angle Strain 3-pole structure (0°-5°) 18.2m (includes 3 poles) (Bottom Attachment 16.7m) | ea |  | cost plus 10% |  | 0
4.3.365 |  | Pole, St 132kV Guyed Angle Strain 3-pole structure (0°-5°) 21.2m (includes 3 poles) (Bottom Attachment 19.7m) | ea |  | cost plus 10% |  | 0
4.3.366 |  | Pole, St 132kV Guyed Angle Strain 3-pole structure (0°-5°) 24.2m (includes 3 poles) (Bottom Attachment 22.7) | ea |  | cost plus 10% |  | 0
4.3 | Foundation Installation Continue: VOLUME 3 PART 2 - Activity Stage 4.3
Item | Reference Drawing | Description | Unit | Quantity | Material Rate | Labour Rate | Total
Excavate, barricade, dispose of excavated material, transport to pole position imported material, supply and install complete foundations for soil TYPE 3 on the following structures:
2-WT/1286 Guided Inline Strain 3-Pole Structure 5 - 90º
4.3.367 | D-DT-7852 Sheet 1 | Pole, St 132kV Guyed Angle Strain 3-pole structure (5°-90°) 11.1m (includes 3 poles) (Bottom Attachment 9.6m) | ea |  | cost plus 10% |  | 0
4.3.368 |  | Pole, St 132kV Guyed Angle Strain 3-pole structure (5°-90°) 16.1m (includes 3 poles) (Bottom Attachment 14.6m) | ea |  | cost plus 10% |  | 0
4.3.369 |  | Pole, St 132kV Guyed Angle Strain 3-pole structure (5°-90°) 18.2m (includes 3 poles) (Bottom Attachment 16.7m) | ea |  | cost plus 10% |  | 0
4.3.370 |  | Pole, St 132kV Guyed Angle Strain 3-pole structure (5°-90°) 21.2m (includes 3 poles) (Bottom Attachment 19.7m) | ea |  | cost plus 10% |  | 0
4.3.371 |  | Pole, St 132kV Guyed Angle Strain 3-pole structure (5°-90°) 24.2m (includes 3 poles) (Bottom Attachment 22.7) | ea |  | cost plus 10% |  | 0
4.3 | Foundation Installation Continue: VOLUME 3 PART 2 - Activity Stage 4.3
Item | Reference Drawing | Description | Unit | Quantity | Material Rate | Labour Rate | Total
Excavate, barricade, dispose of excavated material, transport to pole position imported material, supply and install complete foundations for soil TYPE 4 on the following structures:
2-WT/1281 Guided Braced Intermediate / Suspension
4.3.372 | D-DT-7852 Sheet 4 | Pole , St 132kV Guyed Susp 16.1m Bottom Attachment 10.7) | ea |  | cost plus 10% |  | 0
4.3.373 |  | Pole , St 132kV Guyed Susp 18.2m Bottom Attachment 12.8) | ea |  | cost plus 10% |  | 0
4.3.374 |  | Pole , St 132kV Guyed Susp 21.2m Bottom Attachment 15.8) | ea |  | cost plus 10% |  | 0
4.3.375 |  | Pole, St 132kV Guyed Susp 24.2m (Bottom Attachment 18.8) | ea |  | cost plus 10% |  | 0
2-WT/1284 Angle Strain 0 - 90º
4.3.376 | D-DT-7852 Sheet 4 | Pole, St 132kV Guyed Angle Strain (0°-90°) 18.2m (Bottom Attachement 11.2m) | ea |  | cost plus 10% |  | 0
4.3.377 |  | Pole, St 132kV Guyed Angle Strain (0°-90°) 21.2m (Bottom Attachement 14.2m) | ea |  | cost plus 10% |  | 0
4.3.378 |  | Pole, St 132kV Guyed Angle Strain (0°-90°) 24.2m (Bottom Attachement 17.2m) | ea |  | cost plus 10% |  | 0
2-WT/1285 Guided Inline Strain 3-Pole Structure 0 - 5º
4.3.379 | D-DT-7852 Sheet 4 | Pole, St 132kV Guyed Angle Strain 3-pole structure (0°-5°) 11.1m (includes 3 poles) (Bottom Attachment 9.6m) | ea |  | cost plus 10% |  | 0
4.3.380 |  | Pole, St 132kV Guyed Angle Strain 3-pole structure (0°-5°) 16.1m (includes 3 poles) (Bottom Attachment 14.6m) | ea |  | cost plus 10% |  | 0
4.3.381 |  | Pole, St 132kV Guyed Angle Strain 3-pole structure (0°-5°) 18.2m (includes 3 poles) (Bottom Attachment 16.7m) | ea |  | cost plus 10% |  | 0
4.3.382 |  | Pole, St 132kV Guyed Angle Strain 3-pole structure (0°-5°) 21.2m (includes 3 poles) (Bottom Attachment 19.7m) | ea |  | cost plus 10% |  | 0
4.3.383 |  | Pole, St 132kV Guyed Angle Strain 3-pole structure (0°-5°) 24.2m (includes 3 poles) (Bottom Attachment 22.7) | ea |  | cost plus 10% |  | 0
4.3 | Foundation Installation Continue: VOLUME 3 PART 2 - Activity Stage 4.3
Item | Reference Drawing | Description | Unit | Quantity | Material Rate | Labour Rate | Total
Excavate, barricade, dispose of excavated material, transport to pole position imported material, supply and install complete foundations for soil TYPE 4 on the following structures:
2-WT/1286 Guided Inline Strain 3-Pole Structure 5 - 90º
4.3.384 | D-DT-7852 Sheet 4 | Pole, St 132kV Guyed Angle Strain 3-pole structure (5°-90°) 11.1m (includes 3 poles) (Bottom Attachment 9.6m) | ea |  | cost plus 10% |  | 0
4.3.385 |  | Pole, St 132kV Guyed Angle Strain 3-pole structure (5°-90°) 16.1m (includes 3 poles) (Bottom Attachment 14.6m) | ea |  | cost plus 10% |  | 0
4.3.386 |  | Pole, St 132kV Guyed Angle Strain 3-pole structure (5°-90°) 18.2m (includes 3 poles) (Bottom Attachment 16.7m) | ea |  | cost plus 10% |  | 0
4.3.387 |  | Pole, St 132kV Guyed Angle Strain 3-pole structure (5°-90°) 21.2m (includes 3 poles) (Bottom Attachment 19.7m) | ea |  | cost plus 10% |  | 0
4.3.388 |  | Pole, St 132kV Guyed Angle Strain 3-pole structure (5°-90°) 24.2m (includes 3 poles) (Bottom Attachment 22.7) | ea |  | cost plus 10% |  | 0
4.3 | Foundation Installation Continue: VOLUME 3 PART 2 - Activity Stage 4.3
Item | Reference Drawing | Description | Unit | Quantity | Material Rate | Labour Rate | Total
Excavate, barricade, dispose of excavated material, transport to pole position imported material, supply and install complete foundations for soil Soft Rock on the following structures:
2-WT/1281 Guided Braced Intermediate / Suspension
4.3.389 | D-DT-7852 Sheet 1 | Pole , St 132kV Guyed Susp 16.1m Bottom Attachment 10.7) | ea |  | cost plus 10% |  | 0
4.3.390 |  | Pole , St 132kV Guyed Susp 18.2m Bottom Attachment 12.8) | ea |  | cost plus 10% |  | 0
4.3.391 |  | Pole , St 132kV Guyed Susp 21.2m Bottom Attachment 15.8) | ea |  | cost plus 10% |  | 0
4.3.392 |  | Pole, St 132kV Guyed Susp 24.2m (Bottom Attachment 18.8) | ea |  | cost plus 10% |  | 0
2-WT/1284 Angle Strain 0 - 90º
4.3.393 | D-DT-7852 Sheet 1 | Pole, St 132kV Guyed Angle Strain (0°-90°) 18.2m (Bottom Attachement 11.2m) | ea |  | cost plus 10% |  | 0
4.3.394 |  | Pole, St 132kV Guyed Angle Strain (0°-90°) 21.2m (Bottom Attachement 14.2m) | ea |  | cost plus 10% |  | 0
4.3.395 |  | Pole, St 132kV Guyed Angle Strain (0°-90°) 24.2m (Bottom Attachement 17.2m) | ea |  | cost plus 10% |  | 0
2-WT/1285 Guided Inline Strain 3-Pole Structure 0 - 5º
4.3.396 | D-DT-7852 Sheet 1 | Pole, St 132kV Guyed Angle Strain 3-pole structure (0°-5°) 11.1m (includes 3 poles) (Bottom Attachment 9.6m) | ea |  | cost plus 10% |  | 0
4.3.397 |  | Pole, St 132kV Guyed Angle Strain 3-pole structure (0°-5°) 16.1m (includes 3 poles) (Bottom Attachment 14.6m) | ea |  | cost plus 10% |  | 0
4.3.398 |  | Pole, St 132kV Guyed Angle Strain 3-pole structure (0°-5°) 18.2m (includes 3 poles) (Bottom Attachment 16.7m) | ea |  | cost plus 10% |  | 0
4.3.399 |  | Pole, St 132kV Guyed Angle Strain 3-pole structure (0°-5°) 21.2m (includes 3 poles) (Bottom Attachment 19.7m) | ea |  | cost plus 10% |  | 0
4.3.400 |  | Pole, St 132kV Guyed Angle Strain 3-pole structure (0°-5°) 24.2m (includes 3 poles) (Bottom Attachment 22.7) | ea |  | cost plus 10% |  | 0
4.3 | Foundation Installation Continue: VOLUME 3 PART 2 - Activity Stage 4.3
Item | Reference Drawing | Description | Unit | Quantity | Material Rate | Labour Rate | Total
Excavate, barricade, dispose of excavated material, transport to pole position imported material, supply and install complete foundations for soil Soft Rock on the following structures:
2-WT/1286 Guided Inline Strain 3-Pole Structure 5 - 90º
4.3.401 | D-DT-7852 Sheet 1 | Pole, St 132kV Guyed Angle Strain 3-pole structure (5°-90°) 11.1m (includes 3 poles) (Bottom Attachment 9.6m) | ea |  | cost plus 10% |  | 0
4.3.402 |  | Pole, St 132kV Guyed Angle Strain 3-pole structure (5°-90°) 16.1m (includes 3 poles) (Bottom Attachment 14.6m) | ea |  | cost plus 10% |  | 0
4.3.403 |  | Pole, St 132kV Guyed Angle Strain 3-pole structure (5°-90°) 18.2m (includes 3 poles) (Bottom Attachment 16.7m) | ea |  | cost plus 10% |  | 0
4.3.404 |  | Pole, St 132kV Guyed Angle Strain 3-pole structure (5°-90°) 21.2m (includes 3 poles) (Bottom Attachment 19.7m) | ea |  | cost plus 10% |  | 0
4.3.405 |  | Pole, St 132kV Guyed Angle Strain 3-pole structure (5°-90°) 24.2m (includes 3 poles) (Bottom Attachment 22.7) | ea |  | cost plus 10% |  | 0
4.3 | Foundation Installation Continue: VOLUME 3 PART 2 - Activity Stage 4.3
Item | Reference Drawing | Description | Unit | Quantity | Material Rate | Labour Rate | Total
Excavate, barricade, dispose of excavated material, transport to pole position imported material, supply and install complete foundations for soil Hard Rock on the following structures:
2-WT/1281 Guided Braced Intermediate / Suspension
4.3.406 | D-DT-7852 Sheet 1 | Pole , St 132kV Guyed Susp 16.1m Bottom Attachment 10.7) | ea |  | cost plus 10% |  | 0
4.3.407 |  | Pole , St 132kV Guyed Susp 18.2m Bottom Attachment 12.8) | ea |  | cost plus 10% |  | 0
4.3.408 |  | Pole , St 132kV Guyed Susp 21.2m Bottom Attachment 15.8) | ea |  | cost plus 10% |  | 0
4.3.409 |  | Pole, St 132kV Guyed Susp 24.2m (Bottom Attachment 18.8) | ea |  | cost plus 10% |  | 0
2-WT/1284 Angle Strain 0 - 90º
4.3.410 | D-DT-7852 Sheet 1 | Pole, St 132kV Guyed Angle Strain (0°-90°) 18.2m (Bottom Attachement 11.2m) | ea |  | cost plus 10% |  | 0
4.3.411 |  | Pole, St 132kV Guyed Angle Strain (0°-90°) 21.2m (Bottom Attachement 14.2m) | ea |  | cost plus 10% |  | 0
4.3.412 |  | Pole, St 132kV Guyed Angle Strain (0°-90°) 24.2m (Bottom Attachement 17.2m) | ea |  | cost plus 10% |  | 0
2-WT/1285 Guided Inline Strain 3-Pole Structure 0 - 5º
4.3.413 | D-DT-7852 Sheet 1 | Pole, St 132kV Guyed Angle Strain 3-pole structure (0°-5°) 11.1m (includes 3 poles) (Bottom Attachment 9.6m) | ea |  | cost plus 10% |  | 0
4.3.414 |  | Pole, St 132kV Guyed Angle Strain 3-pole structure (0°-5°) 16.1m (includes 3 poles) (Bottom Attachment 14.6m) | ea |  | cost plus 10% |  | 0
4.3.415 |  | Pole, St 132kV Guyed Angle Strain 3-pole structure (0°-5°) 18.2m (includes 3 poles) (Bottom Attachment 16.7m) | ea |  | cost plus 10% |  | 0
4.3.416 |  | Pole, St 132kV Guyed Angle Strain 3-pole structure (0°-5°) 21.2m (includes 3 poles) (Bottom Attachment 19.7m) | ea |  | cost plus 10% |  | 0
4.3.417 |  | Pole, St 132kV Guyed Angle Strain 3-pole structure (0°-5°) 24.2m (includes 3 poles) (Bottom Attachment 22.7) | ea |  | cost plus 10% |  | 0
4.3 | Foundation Installation Continue: VOLUME 3 PART 2 - Activity Stage 4.3
Item | Reference Drawing | Description | Unit | Quantity | Material Rate | Labour Rate | Total
Excavate, barricade, dispose of excavated material, transport to pole position imported material, supply and install complete foundations for soil Hard Rock on the following structures:
2-WT/1286 Guided Inline Strain 3-Pole Structure 5 - 90º
4.3.418 | D-DT-7852 Sheet 1 | Pole, St 132kV Guyed Angle Strain 3-pole structure (5°-90°) 11.1m (includes 3 poles) (Bottom Attachment 9.6m) | ea |  | cost plus 10% |  | 0
4.3.419 |  | Pole, St 132kV Guyed Angle Strain 3-pole structure (5°-90°) 16.1m (includes 3 poles) (Bottom Attachment 14.6m) | ea |  | cost plus 10% |  | 0
4.3.420 |  | Pole, St 132kV Guyed Angle Strain 3-pole structure (5°-90°) 18.2m (includes 3 poles) (Bottom Attachment 16.7m) | ea |  | cost plus 10% |  | 0
4.3.421 |  | Pole, St 132kV Guyed Angle Strain 3-pole structure (5°-90°) 21.2m (includes 3 poles) (Bottom Attachment 19.7m) | ea |  | cost plus 10% |  | 0
4.3.422 |  | Pole, St 132kV Guyed Angle Strain 3-pole structure (5°-90°) 24.2m (includes 3 poles) (Bottom Attachment 22.7) | ea |  | cost plus 10% |  | 0
4.3 | Foundation Installation Continue: VOLUME 3 PART 2 - Activity Stage 4.3
Chikadee / Kingbird Single Circuit Mono-Pole Structure - Foundations D-DT-7611 Intermediate / Suspension D-DT-7615 Angle Strain 0 - 90º D-DT-7618 3-Pole Strain Structure 0 - 90º 2-WT/1213 3-Pole Terminal Structure 0 - 90º
Item | Reference Drawing | Description | Unit | Quantity | Material Rate | Labour Rate | Total
Excavate, barricade, dispose of excavated material, transport to pole position imported material, supply and install complete foundations for soil TYPE 1 on the following structures:
2-WT-1213 3-Pole Terminal Structure
4.3.423 | D-DT-7851s3 | Pole, 3-Pole Term Structure 0-90° 3 x 11.6 poles (Plant 2m, Bottom Attachement 9.6m) | ea |  | cost plus 10% |  | 0
4.3.424 | D-DT-7851s3 | Pole, 3-Pole Term Structure 0-90° 3 x 12.6 poles (Plant 2m, Bottom Attachement 10.6m) | ea |  | cost plus 10% |  | 0
4.3.425 | D-DT-7851s3 | Pole, 3-Pole Term Structure 0-90° 3 x 13.6 poles (Plant 2m, Bottom Attachement 11.6m) | ea |  | cost plus 10% |  | 0
4.3.426 | D-DT-7851s3 | Pole, 3-Pole Term Structure 0-90° 3 x 14.6 poles (Plant 2m, Bottom Attachement 12.6m) | ea |  | cost plus 10% |  | 0
4.3.427 | D-DT-7851s3 | Pole, 3-Pole Term Structure 0-90° 3 x 15.6 poles (Plant 2m, Bottom Attachement 13.6m) | ea |  | cost plus 10% |  | 0
4.3.428 | D-DT-7851s3 | Pole, 3-Pole Term Structure 0-90° 3 x 16.6 poles (Plant 2m, Bottom Attachement 14.6m) | ea |  | cost plus 10% |  | 0
4.3.429 | D-DT-7851s3 | Pole, 3-Pole Term Structure 0-90° 3 x 17.6 poles (Plant 2m, Bottom Attachement 15.6m) | ea |  | cost plus 10% |  | 0
D-DT-7611 Intermediate / Suspension
4.3.430 | D-DT-7850s2 | Pole, St 132kV Susp 20 m 23kN (Plant 2.6m, Bottom Att 13 m) | ea |  | cost plus 10% |  | 0
4.3.431 | D-DT-7850s2 | Pole, St 132kV Susp 21 m 23kN (Plant 2.7m, Bottom Att 13.9 m) | ea |  | cost plus 10% |  | 0
4.3.432 | D-DT-7850s2 | Pole, St 132kV Susp 22 m 23kN (Plant 2.8m, Bottom Att 14.8 m) | ea |  | cost plus 10% |  | 0
4.3.433 | D-DT-7850s2 | Pole, St 132kV Susp 22 m 23kN (Plant 2.9m, Bottom Att 15.7 m) | ea |  | cost plus 10% |  | 0
4.3.434 | D-DT-7850s2 | Pole, St 132kV Susp 22 m 23kN (Plant 3m, Bottom Att 16.6 m) | ea |  | cost plus 10% |  | 0
D-DT-7615 Angle Strain 0 - 90º
4.3.435 | D-DT-7851s2 | Pole, St 132kV Strain 0-90° 20 m (Bottom Attachement 13 m) | ea |  | cost plus 10% |  | 0
4.3.436 | D-DT-7851s2 | Pole, St 132kV Strain 0-90° 21 m (Bottom Attachement 14 m) | ea |  | cost plus 10% |  | 0
4.3.437 | D-DT-7851s2 | Pole, St 132kV Strain 0-90° 24 m (Bottom Attachement 17 m) | ea |  | cost plus 10% |  | 0
4.3.438 | D-DT-7851s2 | Pole, St 132kV Strain 0-90° 30 m (Bottom Attachement 23 m) | ea |  | cost plus 10% |  | 0
4.3 | Foundation Installation Continue: VOLUME 3 PART 2 - Activity Stage 4.3
Item | Reference Drawing | Description | Unit | Quantity | Material Rate | Labour Rate | Total
Excavate, barricade, dispose of excavated material, transport to pole position imported material, supply and install complete foundations for soil TYPE 1 on the following structures:
D-DT-7618 3-Pole Strain Structure 0 - 90º
4.3.439 | D-DT-7851s2 | Pole, 3-Pole Strain Structure 0-90° 2 x 8 m and 1 x 10 m poles (Plant 1.6m, Bottom Attachement 6.2 m) | ea |  | cost plus 10% |  | 0
4.3.440 | D-DT-7851s2 | Pole, 3-Pole Strain Structure 0-90° 2 x 9 m and 1 x 11 m poles (Plant 1.7m, Bottom Attachement 7.1 m) | ea |  | cost plus 10% |  | 0
4.3.441 | D-DT-7851s2 | Pole, 3-Pole Strain Structure 0-90° 2 x 10 m and 1 x 12 m poles (Plant 1.8m, Bottom Attachement 8 m) | ea |  | cost plus 10% |  | 0
4.3.442 | D-DT-7851s2 | Pole, 3-Pole Strain Structure 0-90° 2 x 11 m and 1 x 13 m poles (Plant 1.9m, Bottom Attachement 8.9 m) | ea |  | cost plus 10% |  | 0
4.3.443 | D-DT-7851s2 | Pole, 3-Pole Strain Structure 0-90° 2 x 12 m and 1 x 14 m poles (Plant 2m, Bottom Attachement 9.8m) | ea |  | cost plus 10% |  | 0
4.3.444 | D-DT-7851s2 | Pole, 3-Pole Strain Structure 0-90° 2 x 13 m and 1 x 15 m poles (Plant 2.1m, Bottom Attachement 10.7m) | ea |  | cost plus 10% |  | 0
4.3 | Foundation Installation Continue: VOLUME 3 PART 2 - Activity Stage 4.3
Item | Reference Drawing | Description | Unit |  | Material Rate | Labour Rate | Total
Excavate, barricade, dispose of excavated material, transport to pole position imported material, supply and install complete foundations for soil TYPE 1 on the following structures:
D-DT-7618 3-Pole Strain Structure 0 - 90º cont
4.3.445 | D-DT-7851s2 | Pole, 3-Pole Strain Structure 0-90° 2 x 14 m and 1 x 16 m poles (Plant 2.2m, Bottom Attachement 11.6m) | ea |  | cost plus 10% |  | 0
4.3.446 | D-DT-7851s2 | Pole, 3-Pole Strain Structure 0-90° 2 x 15 m and 1 x 17 m poles (Plant 2.3m, Bottom Attachement 12.5m) | ea |  | cost plus 10% |  | 0
4.3.447 | D-DT-7851s2 | Pole, 3-Pole Strain Structure 0-90° 2 x 16 m and 1 x 18 m poles (Plant 2.4m, Bottom Attachement 13.4m) | ea |  | cost plus 10% |  | 0
4.3.448 | D-DT-7851s2 | Pole, 3-Pole Strain Structure 0-90° 2 x 17 m and 1 x 19 m poles (Plant 2.4m, Bottom Attachement 14.3m) | ea |  | cost plus 10% |  | 0
4.3.449 | D-DT-7851s2 | Pole, 3-Pole Strain Structure 0-90° 2 x 18 m and 1 x 20 m poles (Plant 2.6m, Bottom Attachement 15.2m) | ea |  | cost plus 10% |  | 0
4.3.450 | D-DT-7851s2 | Pole, 3-Pole Strain Structure 0-90° 2 x 19 m and 1 x 21 m poles (Plant 2.7m, Bottom Attachement 16.1m) | ea |  | cost plus 10% |  | 0
4.3 | Foundation Installation Continue: VOLUME 3 PART 2 - Activity Stage 4.3
Item | Reference Drawing | Description | Unit | Quantity | Material Rate | Labour Rate | Total
Excavate, barricade, dispose of excavated material, transport to pole position imported material, supply and install complete foundations for soil TYPE 2 on the following structures:
2-WT-1213 3-Pole Terminal Structure
4.3.451 | D-DT-7851s2 | Pole, 3-Pole Term Structure 0-90° 3 x 11.6 poles (Plant 2m, Bottom Attachement 9.6m) | ea |  | cost plus 10% |  | 0
4.3.452 | D-DT-7851s2 | Pole, 3-Pole Term Structure 0-90° 3 x 12.6 poles (Plant 2m, Bottom Attachement 10.6m) | ea |  | cost plus 10% |  | 0
4.3.453 | D-DT-7851s2 | Pole, 3-Pole Term Structure 0-90° 3 x 13.6 poles (Plant 2m, Bottom Attachement 11.6m) | ea |  | cost plus 10% |  | 0
4.3.454 | D-DT-7851s2 | Pole, 3-Pole Term Structure 0-90° 3 x 14.6 poles (Plant 2m, Bottom Attachement 12.6m) | ea |  | cost plus 10% |  | 0
4.3.455 | D-DT-7851s2 | Pole, 3-Pole Term Structure 0-90° 3 x 15.6 poles (Plant 2m, Bottom Attachement 13.6m) | ea |  | cost plus 10% |  | 0
4.3.456 | D-DT-7851s2 | Pole, 3-Pole Term Structure 0-90° 3 x 16.6 poles (Plant 2m, Bottom Attachement 14.6m) | ea |  | cost plus 10% |  | 0
4.3.457 | D-DT-7851s2 | Pole, 3-Pole Term Structure 0-90° 3 x 17.6 poles (Plant 2m, Bottom Attachement 15.6m) | ea |  | cost plus 10% |  | 0
4.3 | Foundation Installation Continue: VOLUME 3 PART 2 - Activity Stage 4.3
Item | Reference Drawing | Description | Unit | Quantity | Material Rate | Labour Rate | Total
Excavate, barricade, dispose of excavated material, transport to pole position imported material, supply and install complete foundations for soil TYPE 2 on the following structures:
D-DT-7611 Intermediate / Suspension
4.3.458 | D-DT-7850s3 | Pole, St 132kV Susp 20 m 23kN (Plant 2.6m, Bottom Att 13 m) | ea |  | cost plus 10% |  | 0
4.3.459 | D-DT-7850s3 | Pole, St 132kV Susp 21 m 23kN (Plant 2.7m, Bottom Att 13.9 m) | ea |  | cost plus 10% |  | 0
4.3.460 | D-DT-7850s3 | Pole, St 132kV Susp 22 m 23kN (Plant 2.8m, Bottom Att 14.8 m) | ea |  | cost plus 10% |  | 0
4.3.461 | D-DT-7850s3 | Pole, St 132kV Susp 22 m 23kN (Plant 2.9m, Bottom Att 15.7 m) | ea |  | cost plus 10% |  | 0
4.3.462 | D-DT-7850s3 | Pole, St 132kV Susp 22 m 23kN (Plant 3m, Bottom Att 16.6 m) | ea |  | cost plus 10% |  | 0
D-DT-7615 Angle Strain 0 - 90º
4.3.463 | D-DT-7851s3 | Pole, St 132kV Strain 0-90° 20 m (Bottom Attachement 13 m) | ea |  | cost plus 10% |  | 0
4.3.464 | D-DT-7851s3 | Pole, St 132kV Strain 0-90° 21 m (Bottom Attachement 14 m) | ea |  | cost plus 10% |  | 0
4.3.465 | D-DT-7851s3 | Pole, St 132kV Strain 0-90° 24 m (Bottom Attachement 17 m) | ea |  | cost plus 10% |  | 0
4.3.466 | D-DT-7851s3 | Pole, St 132kV Strain 0-90° 30 m (Bottom Attachement 23 m) | ea |  | cost plus 10% |  | 0
4.3 | Foundation Installation Continue: VOLUME 3 PART 2 - Activity Stage 4.3
Item | Reference Drawing | Description | Unit | Quantity | Material Rate | Labour Rate | Total
Excavate, barricade, dispose of excavated material, transport to pole position imported material, supply and install complete foundations for soil TYPE 2 on the following structures:
D-DT-7618 3-Pole Strain Structure 0 - 90º
4.3.467 | D-DT-7851s3 | Pole, 3-Pole Strain Structure 0-90° 2 x 8 m and 1 x 10 m poles (Plant 1.6m, Bottom Attachement 6.2 m) | ea |  | cost plus 10% |  | 0
4.3.468 | D-DT-7851s3 | Pole, 3-Pole Strain Structure 0-90° 2 x 9 m and 1 x 11 m poles (Plant 1.7m, Bottom Attachement 7.1 m) | ea |  | cost plus 10% |  | 0
4.3.469 | D-DT-7851s3 | Pole, 3-Pole Strain Structure 0-90° 2 x 10 m and 1 x 12 m poles (Plant 1.8m, Bottom Attachement 8 m) | ea |  | cost plus 10% |  | 0
4.3.470 | D-DT-7851s3 | Pole, 3-Pole Strain Structure 0-90° 2 x 11 m and 1 x 13 m poles (Plant 1.9m, Bottom Attachement 8.9 m) | ea |  | cost plus 10% |  | 0
4.3.471 | D-DT-7851s3 | Pole, 3-Pole Strain Structure 0-90° 2 x 12 m and 1 x 14 m poles (Plant 2m, Bottom Attachement 9.8m) | ea |  | cost plus 10% |  | 0
4.3.472 | D-DT-7851s3 | Pole, 3-Pole Strain Structure 0-90° 2 x 13 m and 1 x 15 m poles (Plant 2.1m, Bottom Attachement 10.7m) | ea |  | cost plus 10% |  | 0
4.3.473 | D-DT-7851s3 | Pole, 3-Pole Strain Structure 0-90° 2 x 14 m and 1 x 16 m poles (Plant 2.2m, Bottom Attachement 11.6m) | ea |  | cost plus 10% |  | 0
4.3 | Foundation Installation Continue: VOLUME 3 PART 2 - Activity Stage 4.3
Item | Reference Drawing | Description | Unit | Quantity | Material Rate | Labour Rate | Total
Excavate, barricade, dispose of excavated material, transport to pole position imported material, supply and install complete foundations for soil TYPE 2 on the following structures:
D-DT-7618 3-Pole Strain Structure 0 - 90º cont
4.3.474 | D-DT-7851s3 | Pole, 3-Pole Strain Structure 0-90° 2 x 15 m and 1 x 17 m poles (Plant 2.3m, Bottom Attachement 12.5m) | ea |  | cost plus 10% |  | 0
4.3.475 | D-DT-7851s3 | Pole, 3-Pole Strain Structure 0-90° 2 x 16 m and 1 x 18 m poles (Plant 2.4m, Bottom Attachement 13.4m) | ea |  | cost plus 10% |  | 0
4.3.476 | D-DT-7851s3 | Pole, 3-Pole Strain Structure 0-90° 2 x 17 m and 1 x 19 m poles (Plant 2.4m, Bottom Attachement 14.3m) | ea |  | cost plus 10% |  | 0
4.3.477 | D-DT-7851s3 | Pole, 3-Pole Strain Structure 0-90° 2 x 18 m and 1 x 20 m poles (Plant 2.6m, Bottom Attachement 15.2m) | ea |  | cost plus 10% |  | 0
4.3.478 | D-DT-7851s3 | Pole, 3-Pole Strain Structure 0-90° 2 x 19 m and 1 x 21 m poles (Plant 2.7m, Bottom Attachement 16.1m) | ea |  | cost plus 10% |  | 0
4.3 | Foundation Installation Continue: VOLUME 3 PART 2 - Activity Stage 4.3
Item | Reference Drawing | Description | Unit | Quantity | Material Rate | Labour Rate | Total
C.2 |  | Foundations Installation
Excavate, barricade, dispose of excavated material, transport to pole position imported material, supply and install complete foundations for soil TYPE 3 on the following structures:
2-WT-1213 3-Pole Terminal Structure
4.3.479 | D-DT-7851s3 | Pole, 3-Pole Term Structure 0-90° 3 x 11.6 poles (Plant 2m, Bottom Attachement 9.6m) | ea |  | cost plus 10% |  | 0
4.3.480 | D-DT-7851s3 | Pole, 3-Pole Term Structure 0-90° 3 x 12.6 poles (Plant 2m, Bottom Attachement 10.6m) | ea |  | cost plus 10% |  | 0
4.3.481 | D-DT-7851s3 | Pole, 3-Pole Term Structure 0-90° 3 x 13.6 poles (Plant 2m, Bottom Attachement 11.6m) | ea |  | cost plus 10% |  | 0
4.3.482 | D-DT-7851s3 | Pole, 3-Pole Term Structure 0-90° 3 x 14.6 poles (Plant 2m, Bottom Attachement 12.6m) | ea |  | cost plus 10% |  | 0
4.3.483 | D-DT-7851s3 | Pole, 3-Pole Term Structure 0-90° 3 x 15.6 poles (Plant 2m, Bottom Attachement 13.6m) | ea |  | cost plus 10% |  | 0
4.3.484 | D-DT-7851s3 | Pole, 3-Pole Term Structure 0-90° 3 x 16.6 poles (Plant 2m, Bottom Attachement 14.6m) | ea |  | cost plus 10% |  | 0
4.3.485 | D-DT-7851s3 | Pole, 3-Pole Term Structure 0-90° 3 x 17.6 poles (Plant 2m, Bottom Attachement 15.6m) | ea |  | cost plus 10% |  | 0
4.3 | Foundation Installation Continue: VOLUME 3 PART 2 - Activity Stage 4.3
Item | Reference Drawing | Description | Unit | Quantity | Material Rate | Labour Rate | Total
Excavate, barricade, dispose of excavated material, transport to pole position imported material, supply and install complete foundations for soil TYPE 3 on the following structures:
D-DT-7611 Intermediate / Suspension
4.3.486 | D-DT-7850s4 | Pole, St 132kV Susp 20 m 23kN (Plant 2.6m, Bottom Att 13 m) | ea |  | cost plus 10% |  | 0
4.3.487 | D-DT-7850s4 | Pole, St 132kV Susp 21 m 23kN (Plant 2.7m, Bottom Att 13.9 m) | ea |  | cost plus 10% |  | 0
4.3.488 | D-DT-7850s4 | Pole, St 132kV Susp 22 m 23kN (Plant 2.8m, Bottom Att 14.8 m) | ea |  | cost plus 10% |  | 0
4.3.489 | D-DT-7850s4 | Pole, St 132kV Susp 22 m 23kN (Plant 2.9m, Bottom Att 15.7 m) | ea |  | cost plus 10% |  | 0
4.3.490 | D-DT-7850s4 | Pole, St 132kV Susp 22 m 23kN (Plant 3m, Bottom Att 16.6 m) | ea |  | cost plus 10% |  | 0
D-DT-7615 Angle Strain 0 - 90º
4.3.491 | D-DT-7851s4 | Pole, St 132kV Strain 0-90° 20 m (Bottom Attachement 13 m) | ea |  | cost plus 10% |  | 0
4.3.492 | D-DT-7851s4 | Pole, St 132kV Strain 0-90° 21 m (Bottom Attachement 14 m) | ea |  | cost plus 10% |  | 0
4.3.493 | D-DT-7851s4 | Pole, St 132kV Strain 0-90° 24 m (Bottom Attachement 17 m) | ea |  | cost plus 10% |  | 0
4.3.494 | D-DT-7851s4 | Pole, St 132kV Strain 0-90° 30 m (Bottom Attachement 23 m) | ea |  | cost plus 10% |  | 0
4.3 | Foundation Installation Continue: VOLUME 3 PART 2 - Activity Stage 4.3
Item | Reference Drawing | Description | Unit | Quantity | Material Rate | Labour Rate | Total
Excavate, barricade, dispose of excavated material, transport to pole position imported material, supply and install complete foundations for soil TYPE 3 on the following structures:
D-DT-7618 3-Pole Strain Structure 0 - 90º
4.3.495 | D-DT-7851s4 | Pole, 3-Pole Strain Structure 0-90° 2 x 8 m and 1 x 10 m poles (Plant 1.6m, Bottom Attachement 6.2 m) | ea |  | cost plus 10% |  | 0
4.3.496 | D-DT-7851s4 | Pole, 3-Pole Strain Structure 0-90° 2 x 9 m and 1 x 11 m poles (Plant 1.7m, Bottom Attachement 7.1 m) | ea |  | cost plus 10% |  | 0
4.3.497 | D-DT-7851s4 | Pole, 3-Pole Strain Structure 0-90° 2 x 10 m and 1 x 12 m poles (Plant 1.8m, Bottom Attachement 8 m) | ea |  | cost plus 10% |  | 0
4.3.498 | D-DT-7851s4 | Pole, 3-Pole Strain Structure 0-90° 2 x 11 m and 1 x 13 m poles (Plant 1.9m, Bottom Attachement 8.9 m) | ea |  | cost plus 10% |  | 0
4.3.499 | D-DT-7851s4 | Pole, 3-Pole Strain Structure 0-90° 2 x 12 m and 1 x 14 m poles (Plant 2m, Bottom Attachement 9.8m) | ea |  | cost plus 10% |  | 0
4.3.500 | D-DT-7851s4 | Pole, 3-Pole Strain Structure 0-90° 2 x 13 m and 1 x 15 m poles (Plant 2.1m, Bottom Attachement 10.7m) | ea |  | cost plus 10% |  | 0
4.3.501 | D-DT-7851s4 | Pole, 3-Pole Strain Structure 0-90° 2 x 14 m and 1 x 16 m poles (Plant 2.2m, Bottom Attachement 11.6m) | ea |  | cost plus 10% |  | 0
4.3 | Foundation Installation Continue: VOLUME 3 PART 2 - Activity Stage 4.3
Item | Reference Drawing | Description | Unit | Quantity | Material Rate | Labour Rate | Total
Excavate, barricade, dispose of excavated material, transport to pole position imported material, supply and install complete foundations for soil TYPE 3 on the following structures:
D-DT-7618 3-Pole Strain Structure 0 - 90º cont
4.3.502 | D-DT-7851s4 | Pole, 3-Pole Strain Structure 0-90° 2 x 15 m and 1 x 17 m poles (Plant 2.3m, Bottom Attachement 12.5m) | ea |  | cost plus 10% |  | 0
4.3.503 | D-DT-7851s4 | Pole, 3-Pole Strain Structure 0-90° 2 x 16 m and 1 x 18 m poles (Plant 2.4m, Bottom Attachement 13.4m) | ea |  | cost plus 10% |  | 0
4.3.504 | D-DT-7851s4 | Pole, 3-Pole Strain Structure 0-90° 2 x 17 m and 1 x 19 m poles (Plant 2.4m, Bottom Attachement 14.3m) | ea |  | cost plus 10% |  | 0
4.3.505 | D-DT-7851s4 | Pole, 3-Pole Strain Structure 0-90° 2 x 18 m and 1 x 20 m poles (Plant 2.6m, Bottom Attachement 15.2m) | ea |  | cost plus 10% |  | 0
4.3.506 | D-DT-7851s4 | Pole, 3-Pole Strain Structure 0-90° 2 x 19 m and 1 x 21 m poles (Plant 2.7m, Bottom Attachement 16.1m) | ea |  | cost plus 10% |  | 0
4.3 | Foundation Installation Continue: VOLUME 3 PART 2 - Activity Stage 4.3
Item | Reference Drawing | Description | Unit | Quantity | Material Rate | Labour Rate | Total
Excavate, barricade, dispose of excavated material, transport to pole position imported material, supply and install complete foundations for soil TYPE 3 on the following structures:
2-WT-1213 3-Pole Terminal Structure
4.3.507 | D-DT-7851s4 | Pole, 3-Pole Term Structure 0-90° 3 x 11.6 poles (Plant 2m, Bottom Attachement 9.6m) | ea |  | cost plus 10% |  | 0
4.3.508 | D-DT-7851s4 | Pole, 3-Pole Term Structure 0-90° 3 x 12.6 poles (Plant 2m, Bottom Attachement 10.6m) | ea |  | cost plus 10% |  | 0
4.3.509 | D-DT-7851s4 | Pole, 3-Pole Term Structure 0-90° 3 x 13.6 poles (Plant 2m, Bottom Attachement 11.6m) | ea |  | cost plus 10% |  | 0
4.3.510 | D-DT-7851s4 | Pole, 3-Pole Term Structure 0-90° 3 x 14.6 poles (Plant 2m, Bottom Attachement 12.6m) | ea |  | cost plus 10% |  | 0
4.3.511 | D-DT-7851s4 | Pole, 3-Pole Term Structure 0-90° 3 x 15.6 poles (Plant 2m, Bottom Attachement 13.6m) | ea |  | cost plus 10% |  | 0
4.3.512 | D-DT-7851s4 | Pole, 3-Pole Term Structure 0-90° 3 x 16.6 poles (Plant 2m, Bottom Attachement 14.6m) | ea |  | cost plus 10% |  | 0
4.3.513 | D-DT-7851s4 | Pole, 3-Pole Term Structure 0-90° 3 x 17.6 poles (Plant 2m, Bottom Attachement 15.6m) | ea |  | cost plus 10% |  | 0
4.3 | Foundation Installation Continue: VOLUME 3 PART 2 - Activity Stage 4.3
Item | Reference Drawing | Description | Unit | Quantity | Material Rate | Labour Rate | Total
Excavate, barricade, dispose of excavated material, transport to pole position imported material, supply and install complete foundations for soil TYPE 4 on the following structures:
D-DT-7611 Intermediate / Suspension
4.3.514 | D-DT-7850s5 | Pole, St 132kV Susp 20 m 23kN (Plant 2.6m, Bottom Att 13 m) | ea |  | cost plus 10% |  | 0
4.3.515 | D-DT-7850s5 | Pole, St 132kV Susp 21 m 23kN (Plant 2.7m, Bottom Att 13.9 m) | ea |  | cost plus 10% |  | 0
4.3.516 | D-DT-7850s5 | Pole, St 132kV Susp 22 m 23kN (Plant 2.8m, Bottom Att 14.8 m) | ea |  | cost plus 10% |  | 0
4.3.517 | D-DT-7850s5 | Pole, St 132kV Susp 22 m 23kN (Plant 2.9m, Bottom Att 15.7 m) | ea |  | cost plus 10% |  | 0
4.3.518 | D-DT-7850s5 | Pole, St 132kV Susp 22 m 23kN (Plant 3m, Bottom Att 16.6 m) | ea |  | cost plus 10% |  | 0
D-DT-7615 Angle Strain 0 - 90º
4.3.519 | D-DT-7851s5 | Pole, St 132kV Strain 0-90° 20 m (Bottom Attachement 13 m) | ea |  | cost plus 10% |  | 0
4.3.520 | D-DT-7851s5 | Pole, St 132kV Strain 0-90° 21 m (Bottom Attachement 14 m) | ea |  | cost plus 10% |  | 0
4.3.521 | D-DT-7851s5 | Pole, St 132kV Strain 0-90° 24 m (Bottom Attachement 17 m) | ea |  | cost plus 10% |  | 0
4.3.522 | D-DT-7851s5 | Pole, St 132kV Strain 0-90° 30 m (Bottom Attachement 23 m) | ea |  | cost plus 10% |  | 0
4.3 | Foundation Installation Continue: VOLUME 3 PART 2 - Activity Stage 4.3
Item | Reference Drawing | Description | Unit | Quantity | Material Rate | Labour Rate | Total
Excavate, barricade, dispose of excavated material, transport to pole position imported material, supply and install complete foundations for soil TYPE 4 on the following structures:
D-DT-7618 3-Pole Strain Structure 0 - 90º
4.3.523 | D-DT-7851s5 | Pole, 3-Pole Strain Structure 0-90° 2 x 8 m and 1 x 10 m poles (Plant 1.6m, Bottom Attachement 6.2 m) | ea |  | cost plus 10% |  | 0
4.3.524 | D-DT-7851s5 | Pole, 3-Pole Strain Structure 0-90° 2 x 9 m and 1 x 11 m poles (Plant 1.7m, Bottom Attachement 7.1 m) | ea |  | cost plus 10% |  | 0
4.3.525 | D-DT-7851s5 | Pole, 3-Pole Strain Structure 0-90° 2 x 10 m and 1 x 12 m poles (Plant 1.8m, Bottom Attachement 8 m) | ea |  | cost plus 10% |  | 0
4.3.526 | D-DT-7851s5 | Pole, 3-Pole Strain Structure 0-90° 2 x 11 m and 1 x 13 m poles (Plant 1.9m, Bottom Attachement 8.9 m) | ea |  | cost plus 10% |  | 0
4.3.527 | D-DT-7851s5 | Pole, 3-Pole Strain Structure 0-90° 2 x 12 m and 1 x 14 m poles (Plant 2m, Bottom Attachement 9.8m) | ea |  | cost plus 10% |  | 0
4.3.528 | D-DT-7851s5 | Pole, 3-Pole Strain Structure 0-90° 2 x 13 m and 1 x 15 m poles (Plant 2.1m, Bottom Attachement 10.7m) | ea |  | cost plus 10% |  | 0
4.3.529 | D-DT-7851s5 | Pole, 3-Pole Strain Structure 0-90° 2 x 14 m and 1 x 16 m poles (Plant 2.2m, Bottom Attachement 11.6m) | ea |  | cost plus 10% |  | 0
4.3 | Foundation Installation Continue: VOLUME 3 PART 2 - Activity Stage 4.3
Item | Reference Drawing | Description | Unit | Quantity | Material Rate | Labour Rate | Total
Excavate, barricade, dispose of excavated material, transport to pole position imported material, supply and install complete foundations for soil TYPE 4 on the following structures:
D-DT-7618 3-Pole Strain Structure 0 - 90º cont
4.3.530 | D-DT-7851s5 | Pole, 3-Pole Strain Structure 0-90° 2 x 15 m and 1 x 17 m poles (Plant 2.3m, Bottom Attachement 12.5m) | ea |  | cost plus 10% |  | 0
4.3.531 | D-DT-7851s5 | Pole, 3-Pole Strain Structure 0-90° 2 x 16 m and 1 x 18 m poles (Plant 2.4m, Bottom Attachement 13.4m) | ea |  | cost plus 10% |  | 0
4.3.532 | D-DT-7851s5 | Pole, 3-Pole Strain Structure 0-90° 2 x 17 m and 1 x 19 m poles (Plant 2.4m, Bottom Attachement 14.3m) | ea |  | cost plus 10% |  | 0
4.3.533 | D-DT-7851s5 | Pole, 3-Pole Strain Structure 0-90° 2 x 18 m and 1 x 20 m poles (Plant 2.6m, Bottom Attachement 15.2m) | ea |  | cost plus 10% |  | 0
4.3.534 | D-DT-7851s5 | Pole, 3-Pole Strain Structure 0-90° 2 x 19 m and 1 x 21 m poles (Plant 2.7m, Bottom Attachement 16.1m) | ea |  | cost plus 10% |  | 0
2-WT-1213 3-Pole Terminal Structure
4.3.535 | D-DT-7851s5 | Pole, 3-Pole Term Structure 0-90° 3 x 11.6 poles (Plant 2m, Bottom Attachement 9.6m) | ea |  | cost plus 10% |  | 0
4.3.536 | D-DT-7851s5 | Pole, 3-Pole Term Structure 0-90° 3 x 12.6 poles (Plant 2m, Bottom Attachement 10.6m) | ea |  | cost plus 10% |  | 0
4.3.537 | D-DT-7851s5 | Pole, 3-Pole Term Structure 0-90° 3 x 13.6 poles (Plant 2m, Bottom Attachement 11.6m) | ea |  | cost plus 10% |  | 0
4.3.538 | D-DT-7851s5 | Pole, 3-Pole Term Structure 0-90° 3 x 14.6 poles (Plant 2m, Bottom Attachement 12.6m) | ea |  | cost plus 10% |  | 0
4.3.539 | D-DT-7851s5 | Pole, 3-Pole Term Structure 0-90° 3 x 15.6 poles (Plant 2m, Bottom Attachement 13.6m) | ea |  | cost plus 10% |  | 0
4.3.540 | D-DT-7851s5 | Pole, 3-Pole Term Structure 0-90° 3 x 16.6 poles (Plant 2m, Bottom Attachement 14.6m) | ea |  | cost plus 10% |  | 0
4.3.541 | D-DT-7851s5 | Pole, 3-Pole Term Structure 0-90° 3 x 17.6 poles (Plant 2m, Bottom Attachement 15.6m) | ea |  | cost plus 10% |  | 0
4.3 | Foundation Installation Continue: VOLUME 3 PART 2 - Activity Stage 4.3
Item | Reference Drawing | Description | Unit | Quantity | Material Rate | Labour Rate | Total
Excavate, barricade, dispose of excavated material, transport to pole position imported material, supply and install complete foundations for soil SOFT ROCK on the following structures:
D-DT-7611 Intermediate / Suspension
4.3.542 | D-DT-7850s1 | Pole, St 132kV Susp 20 m 23kN (Plant 2.6m, Bottom Att 13 m) | ea |  | cost plus 10% |  | 0
4.3.543 | D-DT-7850s1 | Pole, St 132kV Susp 21 m 23kN (Plant 2.7m, Bottom Att 13.9 m) | ea |  | cost plus 10% |  | 0
4.3.544 | D-DT-7850s1 | Pole, St 132kV Susp 22 m 23kN (Plant 2.8m, Bottom Att 14.8 m) | ea |  | cost plus 10% |  | 0
4.3.545 | D-DT-7850s1 | Pole, St 132kV Susp 22 m 23kN (Plant 2.9m, Bottom Att 15.7 m) | ea |  | cost plus 10% |  | 0
4.3.546 | D-DT-7850s1 | Pole, St 132kV Susp 22 m 23kN (Plant 3m, Bottom Att 16.6 m) | ea |  | cost plus 10% |  | 0
D-DT-7615 Angle Strain 0 - 90º
4.3.547 | D-DT-7851s1 | Pole, St 132kV Strain 0-90° 20 m (Bottom Attachement 13 m) | ea |  | 6035 |  | 0
4.3.548 | D-DT-7851s1 | Pole, St 132kV Strain 0-90° 21 m (Bottom Attachement 14 m) | ea |  | 6035 |  | 0
4.3.549 | D-DT-7851s1 | Pole, St 132kV Strain 0-90° 24 m (Bottom Attachement 17 m) | ea |  | 6035 |  | 0
4.3.550 | D-DT-7851s1 | Pole, St 132kV Strain 0-90° 30 m (Bottom Attachement 23 m) | ea |  | 6035 |  | 0
4.3 | Foundation Installation Continue: VOLUME 3 PART 2 - Activity Stage 4.3
Item | Reference Drawing | Description | Unit | Quantity | Material Rate | Labour Rate | Total
Excavate, barricade, dispose of excavated material, transport to pole position imported material, supply and install complete foundations for soil SOFT ROCK on the following structures:
D-DT-7618 3-Pole Strain Structure 0 - 90º
4.3.551 | D-DT-7851s1 | Pole, 3-Pole Strain Structure 0-90° 2 x 8 m and 1 x 10 m poles (Plant 1.6m, Bottom Attachement 6.2 m) | ea |  | cost plus 10% |  | 0
4.3.552 | D-DT-7851s1 | Pole, 3-Pole Strain Structure 0-90° 2 x 9 m and 1 x 11 m poles (Plant 1.7m, Bottom Attachement 7.1 m) | ea |  | cost plus 10% |  | 0
4.3.553 | D-DT-7851s1 | Pole, 3-Pole Strain Structure 0-90° 2 x 10 m and 1 x 12 m poles (Plant 1.8m, Bottom Attachement 8 m) | ea |  | cost plus 10% |  | 0
4.3.554 | D-DT-7851s1 | Pole, 3-Pole Strain Structure 0-90° 2 x 11 m and 1 x 13 m poles (Plant 1.9m, Bottom Attachement 8.9 m) | ea |  | cost plus 10% |  | 0
4.3.555 | D-DT-7851s1 | Pole, 3-Pole Strain Structure 0-90° 2 x 12 m and 1 x 14 m poles (Plant 2m, Bottom Attachement 9.8m) | ea |  | cost plus 10% |  | 0
4.3.556 | D-DT-7851s1 | Pole, 3-Pole Strain Structure 0-90° 2 x 13 m and 1 x 15 m poles (Plant 2.1m, Bottom Attachement 10.7m) | ea |  | cost plus 10% |  | 0
4.3.557 | D-DT-7851s1 | Pole, 3-Pole Strain Structure 0-90° 2 x 14 m and 1 x 16 m poles (Plant 2.2m, Bottom Attachement 11.6m) | ea |  | cost plus 10% |  | 0
4.3 | Foundation Installation Continue: VOLUME 3 PART 2 - Activity Stage 4.3
Item | Reference Drawing | Description | Unit | Quantity | Material Rate | Labour Rate | Total
Excavate, barricade, dispose of excavated material, transport to pole position imported material, supply and install complete foundations for soil SOFT ROCK on the following structures:
D-DT-7618 3-Pole Strain Structure 0 - 90º cont
4.3.558 | D-DT-7851s1 | Pole, 3-Pole Strain Structure 0-90° 2 x 15 m and 1 x 17 m poles (Plant 2.3m, Bottom Attachement 12.5m) | ea |  | cost plus 10% |  | 0
4.3.559 | D-DT-7851s1 | Pole, 3-Pole Strain Structure 0-90° 2 x 16 m and 1 x 18 m poles (Plant 2.4m, Bottom Attachement 13.4m) | ea |  | cost plus 10% |  | 0
4.3.560 | D-DT-7851s1 | Pole, 3-Pole Strain Structure 0-90° 2 x 17 m and 1 x 19 m poles (Plant 2.4m, Bottom Attachement 14.3m) | ea |  | cost plus 10% |  | 0
4.3.561 | D-DT-7851s1 | Pole, 3-Pole Strain Structure 0-90° 2 x 18 m and 1 x 20 m poles (Plant 2.6m, Bottom Attachement 15.2m) | ea |  | cost plus 10% |  | 0
4.3.562 | D-DT-7851s1 | Pole, 3-Pole Strain Structure 0-90° 2 x 19 m and 1 x 21 m poles (Plant 2.7m, Bottom Attachement 16.1m) | ea |  | cost plus 10% |  | 0
4.3 | Foundation Installation Continue: VOLUME 3 PART 2 - Activity Stage 4.3
Item | Reference Drawing | Description | Unit | Quantity | Material Rate | Labour Rate | Total
Excavate, barricade, dispose of excavated material, transport to pole position imported material, supply and install complete foundations for soil SOFT ROCK on the following structures:
2-WT-1213 3-Pole Terminal Structure
4.3.563 | D-DT-7851s1 | Pole, 3-Pole Term Structure 0-90° 3 x 11.6 poles (Plant 2m, Bottom Attachement 9.6m) | ea |  | cost plus 10% |  | 0
4.3.564 | D-DT-7851s1 | Pole, 3-Pole Term Structure 0-90° 3 x 12.6 poles (Plant 2m, Bottom Attachement 10.6m) | ea |  | cost plus 10% |  | 0
4.3.565 | D-DT-7851s1 | Pole, 3-Pole Term Structure 0-90° 3 x 13.6 poles (Plant 2m, Bottom Attachement 11.6m) | ea |  | cost plus 10% |  | 0
4.3.566 | D-DT-7851s1 | Pole, 3-Pole Term Structure 0-90° 3 x 14.6 poles (Plant 2m, Bottom Attachement 12.6m) | ea |  | cost plus 10% |  | 0
4.3.567 | D-DT-7851s1 | Pole, 3-Pole Term Structure 0-90° 3 x 15.6 poles (Plant 2m, Bottom Attachement 13.6m) | ea |  | cost plus 10% |  | 0
4.3.568 | D-DT-7851s1 | Pole, 3-Pole Term Structure 0-90° 3 x 16.6 poles (Plant 2m, Bottom Attachement 14.6m) | ea |  | cost plus 10% |  | 0
4.3.569 | D-DT-7851s1 | Pole, 3-Pole Term Structure 0-90° 3 x 17.6 poles (Plant 2m, Bottom Attachement 15.6m) | ea |  | cost plus 10% |  | 0
4.3 | Foundation Installation Continue: VOLUME 3 PART 2 - Activity Stage 4.3
Item | Reference Drawing | Description | Unit | Quantity | Material Rate | Labour Rate | Total
Excavate, barricade, dispose of excavated material, transport to pole position imported material, supply and install complete foundations for soil HARD ROCK on the following structures:
D-DT-7611 Intermediate / Suspension
4.3.570 | D-DT-7850s1 | Pole, St 132kV Susp 20 m 23kN (Plant 2.6m, Bottom Att 13 m) | ea |  | cost plus 10% |  | 0
4.3.571 | D-DT-7850s1 | Pole, St 132kV Susp 21 m 23kN (Plant 2.7m, Bottom Att 13.9 m) | ea |  | cost plus 10% |  | 0
4.3.572 | D-DT-7850s1 | Pole, St 132kV Susp 22 m 23kN (Plant 2.8m, Bottom Att 14.8 m) | ea |  | cost plus 10% |  | 0
4.3.573 | D-DT-7850s1 | Pole, St 132kV Susp 22 m 23kN (Plant 2.9m, Bottom Att 15.7 m) | ea |  | cost plus 10% |  | 0
4.3.574 | D-DT-7850s1 | Pole, St 132kV Susp 22 m 23kN (Plant 3m, Bottom Att 16.6 m) | ea |  | cost plus 10% |  | 0
D-DT-7615 Angle Strain 0 - 90º
4.3.575 | D-DT-7851s1 | Pole, St 132kV Strain 0-90° 20 m (Bottom Attachement 13 m) | ea |  | cost plus 10% |  | 0
4.3.576 | D-DT-7851s1 | Pole, St 132kV Strain 0-90° 21 m (Bottom Attachement 14 m) | ea |  | cost plus 10% |  | 0
4.3.577 | D-DT-7851s1 | Pole, St 132kV Strain 0-90° 24 m (Bottom Attachement 17 m) | ea |  | cost plus 10% |  | 0
4.3.578 | D-DT-7851s1 | Pole, St 132kV Strain 0-90° 30 m (Bottom Attachement 23 m) | ea |  | cost plus 10% |  | 0
4.3 | Foundation Installation Continue: VOLUME 3 PART 2 - Activity Stage 4.3
Item | Reference Drawing | Description | Unit | Quantity | Material Rate | Labour Rate | Total
Excavate, barricade, dispose of excavated material, transport to pole position imported material, supply and install complete foundations for soil HARD ROCK on the following structures:
D-DT-7618 3-Pole Strain Structure 0 - 90º
4.3.579 | D-DT-7851s1 | Pole, 3-Pole Strain Structure 0-90° 2 x 8 m and 1 x 10 m poles (Plant 1.6m, Bottom Attachement 6.2 m) | ea |  | cost plus 10% |  | 0
4.3.580 | D-DT-7851s1 | Pole, 3-Pole Strain Structure 0-90° 2 x 9 m and 1 x 11 m poles (Plant 1.7m, Bottom Attachement 7.1 m) | ea |  | cost plus 10% |  | 0
4.3.581 | D-DT-7851s1 | Pole, 3-Pole Strain Structure 0-90° 2 x 10 m and 1 x 12 m poles (Plant 1.8m, Bottom Attachement 8 m) | ea |  | cost plus 10% |  | 0
4.3.582 | D-DT-7851s1 | Pole, 3-Pole Strain Structure 0-90° 2 x 11 m and 1 x 13 m poles (Plant 1.9m, Bottom Attachement 8.9 m) | ea |  | cost plus 10% |  | 0
4.3.583 | D-DT-7851s1 | Pole, 3-Pole Strain Structure 0-90° 2 x 12 m and 1 x 14 m poles (Plant 2m, Bottom Attachement 9.8m) | ea |  | cost plus 10% |  | 0
4.3.584 | D-DT-7851s1 | Pole, 3-Pole Strain Structure 0-90° 2 x 13 m and 1 x 15 m poles (Plant 2.1m, Bottom Attachement 10.7m) | ea |  | cost plus 10% |  | 0
4.3.585 | D-DT-7851s1 | Pole, 3-Pole Strain Structure 0-90° 2 x 14 m and 1 x 16 m poles (Plant 2.2m, Bottom Attachement 11.6m) | ea |  | cost plus 10% |  | 0
4.3 | Foundation Installation Continue: VOLUME 3 PART 2 - Activity Stage 4.3
Item | Reference Drawing | Description | Unit | Quantity | Material Rate | Labour Rate | Total
Excavate, barricade, dispose of excavated material, transport to pole position imported material, supply and install complete foundations for soil HARD ROCK on the following structures:
D-DT-7618 3-Pole Strain Structure 0 - 90º cont
4.3.586 | D-DT-7851s1 | Pole, 3-Pole Strain Structure 0-90° 2 x 15 m and 1 x 17 m poles (Plant 2.3m, Bottom Attachement 12.5m) | ea |  | cost plus 10% |  | 0
4.3.587 | D-DT-7851s1 | Pole, 3-Pole Strain Structure 0-90° 2 x 16 m and 1 x 18 m poles (Plant 2.4m, Bottom Attachement 13.4m) | ea |  | cost plus 10% |  | 0
4.3.588 | D-DT-7851s1 | Pole, 3-Pole Strain Structure 0-90° 2 x 17 m and 1 x 19 m poles (Plant 2.4m, Bottom Attachement 14.3m) | ea |  | cost plus 10% |  | 0
4.3.589 | D-DT-7851s1 | Pole, 3-Pole Strain Structure 0-90° 2 x 18 m and 1 x 20 m poles (Plant 2.6m, Bottom Attachement 15.2m) | ea |  | cost plus 10% |  | 0
4.3.590 | D-DT-7851s1 | Pole, 3-Pole Strain Structure 0-90° 2 x 19 m and 1 x 21 m poles (Plant 2.7m, Bottom Attachement 16.1m) | ea |  | cost plus 10% |  | 0
4.3 | Foundation Installation Continue: VOLUME 3 PART 2 - Activity Stage 4.3
Item | Reference Drawing | Description | Unit | Quantity | Material Rate | Labour Rate | Total
Excavate, barricade, dispose of excavated material, transport to pole position imported material, supply and install complete foundations for soil HARD ROCK on the following structures:
2-WT-1213 3-Pole Terminal Structure
4.3.591 | D-DT-7851s1 | Pole, 3-Pole Term Structure 0-90° 3 x 11.6 poles (Plant 2m, Bottom Attachement 9.6m) | ea |  | cost plus 10% |  | 0
4.3.592 | D-DT-7851s1 | Pole, 3-Pole Term Structure 0-90° 3 x 12.6 poles (Plant 2m, Bottom Attachement 10.6m) | ea |  | cost plus 10% |  | 0
4.3.593 | D-DT-7851s1 | Pole, 3-Pole Term Structure 0-90° 3 x 13.6 poles (Plant 2m, Bottom Attachement 11.6m) | ea |  | cost plus 10% |  | 0
4.3.594 | D-DT-7851s1 | Pole, 3-Pole Term Structure 0-90° 3 x 14.6 poles (Plant 2m, Bottom Attachement 12.6m) | ea |  | cost plus 10% |  | 0
4.3.595 | D-DT-7851s1 | Pole, 3-Pole Term Structure 0-90° 3 x 15.6 poles (Plant 2m, Bottom Attachement 13.6m) | ea |  | cost plus 10% |  | 0
4.3.596 | D-DT-7851s1 | Pole, 3-Pole Term Structure 0-90° 3 x 16.6 poles (Plant 2m, Bottom Attachement 14.6m) | ea |  | cost plus 10% |  | 0
4.3.597 | D-DT-7851s1 | Pole, 3-Pole Term Structure 0-90° 3 x 17.6 poles (Plant 2m, Bottom Attachement 15.6m) | ea |  | cost plus 10% |  | 0
4.3 | Foundation Installation Continue: VOLUME 3 PART 2 - Activity Stage 4.3
Chikadee / Kingbird Single Circuit H-Pole Structure - Foundations D-DT-7800 H-Pole Intermediate Structure 8m X-arm D-DT-7801 H-Pole Structure 8m X-Arm In-Line Strain 0-70kN Range D-DT-7802 H-Pole Structure 8m X-Arm In-Line Strain 70-120kN Range D-DT-7807 H-Pole Structure 8m X-Arm Terminal 0-70kN Range D-DT-7808 H-Pole Structure 8m X-Arm Terminal 70-120kN Range D-DT-7810 H-Pole Intermediate Structure 10m X-Arm D-DT-7811 H-Pole Structure 10m X-Arm In-Line Strain 0-70kN Range D-DT-7812 H-Pole Structure 10m X-Arm In-Line Strain 70-120kN Range D-DT-7817 H-Pole Structure 10m X-Arm Terminal 0-70kN Range D-DT-7818 H-Pole Structure 10m X-Arm Terminal 70-120kN Range
Item | Reference Drawing | Description | Unit | Quantity | Material Rate | Labour Rate | Total
Excavate, barricade, dispose of excavated material, transport to pole position imported material, supply and install complete foundations for soil TYPE 1 on the following structures:
D-DT-7800 H-Pole Intermediate Structure 8m X-arm, D-DT-7810 H-Pole Intermediate Structure 10m X-Arm
4.3.598 | D-DT-7850s2 | Pole, H-Pole Intermediate Freestanding Structure 2 x 15.1 m poles and 8m or 10m crossarm (Plant 2.1m, Conductor Attachement 9.2m) | ea |  | cost plus 10% |  | 0
4.3.599 | D-DT-7850s2 | Pole, H-Pole Intermediate Freestanding Structure 2 x 16.1 m poles and 8m or 10m crossarm (Plant 2.2m, Conductor Attachement 10.1m) | ea |  | cost plus 10% |  | 0
4.3.600 | D-DT-7850s2 | Pole, H-Pole Intermediate Freestanding Structure 2 x 17.1 m poles and 8m or 10m crossarm (Plant 2.3m, Conductor Attachement 11.0m) | ea |  | cost plus 10% |  | 0
4.3.601 | D-DT-7850s2 | Pole, H-Pole Intermediate Freestanding Structure 2 x 18.2 m poles and 8m or 10m crossarm (Plant 2.4m, Conductor Attachement 12.0m) | ea |  | cost plus 10% |  | 0
4.3.602 | D-DT-7850s2 | Pole, H-Pole Intermediate Freestanding Structure 2 x 19.2 m poles and 8m or 10m crossarm (Plant 2.5m, Conductor Attachement 12.9m) | ea |  | cost plus 10% |  | 0
4.3.603 | D-DT-7850s2 | Pole, H-Pole Intermediate Freestanding Structure 2 x 20.1 m poles and 8m or 10m crossarm (Plant 2.6m, Conductor Attachement 13.7m) | ea |  | cost plus 10% |  | 0
4.3 | Foundation Installation Continue: VOLUME 3 PART 2 - Activity Stage 4.3
Item | Reference Drawing | Description | Unit | Quantity | Material Rate | Labour Rate | Total
Excavate, barricade, dispose of excavated material, transport to pole position imported material, supply and install complete foundations for soil TYPE 1 on the following structures:
D-DT-7801 H-Pole Inline Strain Structure 8m X-arm 0-70kN, D-DT-7802 H-Pole Inline Strain Structure 8m X-arm 70-120kN, D-DT-7811 H-Pole Intermediate Structure 10m X-Arm 0-70kN D-DT-7812 H-Pole Intermediate Structure 10m X-Arm 70-120kN
4.3.604 | D-DT-7851s2 | Pole, In-Line Strain 2 x 15.1 m poles and 8m or 10m crossarm (Plant 2m, Bottom Attachement 10.6m) | ea |  | cost plus 10% |  | 0
4.3.605 | D-DT-7851s2 | Pole, In-Line Strain 2 x 16.1 m poles and 8m or 10m crossarm (Plant 2m, Bottom Attachement 11.6m) | ea |  | cost plus 10% |  | 0
4.3.606 | D-DT-7851s2 | Pole, In-Line Strain 2 x 17.1 m poles and 8m or 10m crossarm (Plant 2m, Bottom Attachement 12.6m) | ea |  | cost plus 10% |  | 0
4.3.607 | D-DT-7851s2 | Pole, In-Line Strain 2 x 18.2 m poles and 8m or 10m crossarm (Plant 2m, Bottom Attachement 13.7m) | ea |  | cost plus 10% |  | 0
4.3.608 | D-DT-7851s2 | Pole, In-Line Strain 2 x 19.2 m poles and 8m or 10m crossarm (Plant 2m, Bottom Attachement 14.7m) | ea |  | cost plus 10% |  | 0
4.3.609 | D-DT-7851s2 | Pole, In-Line Strain 2 x 20.1 m poles and 8m or 10m crossarm (Plant 2m, Bottom Attachement 15.6m) | ea |  | cost plus 10% |  | 0
4.3 | Foundation Installation Continue: VOLUME 3 PART 2 - Activity Stage 4.3
Item | Reference Drawing | Description | Unit | Quantity | Material Rate | Labour Rate | Total
Excavate, barricade, dispose of excavated material, transport to pole position imported material, supply and install complete foundations for soil TYPE 1 on the following structures:
D-DT-7807 H-Pole Structure 8m X-Arm Terminal 0-70kN Range D-DT-7808 H-Pole Structure 8m X-Arm Terminal 70-120kN Range D-DT-7817 H-Pole Structure 10m X-Arm Terminal 0-70kN Range D-DT-7818 H-Pole Structure 10m X-Arm Terminal 70-120kN Range
4.3.610 | D-DT-7851s2 | Pole, H-Pole Term Structure 0-90° 2 x 15.1 m poles and 8m or 10m crossarm (Plant 2m, Bottom Attachement 10.6m) | ea |  | cost plus 10% |  | 0
4.3.611 | D-DT-7851s2 | Pole, H-Pole Term Structure 0-90° 2 x 16.1 m poles and 8m or 10m crossarm (Plant 2m, Bottom Attachement 11.6m) | ea |  | cost plus 10% |  | 0
4.3.612 | D-DT-7851s2 | Pole, H-Pole Term Structure 0-90° 2 x 17.1 m poles and 8m or 10m crossarm (Plant 2m, Bottom Attachement 12.6m) | ea |  | cost plus 10% |  | 0
4.3.613 | D-DT-7851s2 | Pole, H-Pole Term Structure 0-90° 2 x 18.2 m poles and 8m or 10m crossarm (Plant 2m, Bottom Attachement 13.7m) | ea |  | cost plus 10% |  | 0
4.3.614 | D-DT-7851s2 | Pole, H-Pole Term Structure 0-90° 2 x 19.2 m poles and 8m or 10m crossarm (Plant 2m, Bottom Attachement 14.7m) | ea |  | cost plus 10% |  | 0
4.3.615 | D-DT-7851s2 | Pole, H-Pole Term Structure 0-90° 2 x 20.1 m poles and 8m or 10m crossarm (Plant 2m, Bottom Attachement 15.6m) | ea |  | cost plus 10% |  | 0
4.3 | Foundation Installation Continue: VOLUME 3 PART 2 - Activity Stage 4.3
Item | Reference Drawing | Description | Unit | Quantity | Material Rate | Labour Rate | Total
Excavate, barricade, dispose of excavated material, transport to pole position imported material, supply and install complete foundations for soil TYPE 2 on the following structures:
D-DT-7800 H-Pole Intermediate Structure 8m X-arm, D-DT-7810 H-Pole Intermediate Structure 10m X-Arm
4.3.616 | D-DT-7850s3 | Pole, H-Pole Intermediate Freestanding Structure 2 x 15.1 m poles and 8m or 10m crossarm (Plant 2.1m, Conductor Attachement 9.2m) | ea |  | cost plus 10% |  | 0
4.3.617 | D-DT-7850s3 | Pole, H-Pole Intermediate Freestanding Structure 2 x 16.1 m poles and 8m or 10m crossarm (Plant 2.2m, Conductor Attachement 10.1m) | ea |  | cost plus 10% |  | 0
4.3.618 | D-DT-7850s3 | Pole, H-Pole Intermediate Freestanding Structure 2 x 17.1 m poles and 8m or 10m crossarm (Plant 2.3m, Conductor Attachement 11.0m) | ea |  | cost plus 10% |  | 0
4.3.619 | D-DT-7850s3 | Pole, H-Pole Intermediate Freestanding Structure 2 x 18.2 m poles and 8m or 10m crossarm (Plant 2.4m, Conductor Attachement 12.0m) | ea |  | cost plus 10% |  | 0
4.3.620 | D-DT-7850s3 | Pole, H-Pole Intermediate Freestanding Structure 2 x 19.2 m poles and 8m or 10m crossarm (Plant 2.5m, Conductor Attachement 12.9m) | ea |  | cost plus 10% |  | 0
4.3.621 | D-DT-7850s3 | Pole, H-Pole Intermediate Freestanding Structure 2 x 20.1 m poles and 8m or 10m crossarm (Plant 2.6m, Conductor Attachement 13.7m) | ea |  | cost plus 10% |  | 0
4.3 | Foundation Installation Continue: VOLUME 3 PART 2 - Activity Stage 4.3
Item | Reference Drawing | Description | Unit | Quantity | Material Rate | Labour Rate | Total
Excavate, barricade, dispose of excavated material, transport to pole position imported material, supply and install complete foundations for soil TYPE 2 on the following structures:
D-DT-7801 H-Pole Structure 8m X-Arm In-Line Strain 0-70kN Range D-DT-7802 H-Pole Structure 8m X-Arm In-Line Strain 70-120kN Range D-DT-7811 H-Pole Structure 10m X-Arm In-Line Strain 0-70kN Range D-DT-7812 H-Pole Structure 10m X-Arm In-Line Strain 70-120kN Range
4.3.622 | D-DT-7851s3 | Pole, In-Line Strain 2 x 15.1 m poles and 8m or 10m crossarm (Plant 2m, Bottom Attachement 10.6m) | ea |  | cost plus 10% |  | 0
4.3.623 | D-DT-7851s3 | Pole, In-Line Strain 2 x 16.1 m poles and 8m or 10m crossarm (Plant 2m, Bottom Attachement 11.6m) | ea |  | cost plus 10% |  | 0
4.3.624 | D-DT-7851s3 | Pole, In-Line Strain 2 x 17.1 m poles and 8m or 10m crossarm (Plant 2m, Bottom Attachement 12.6m) | ea |  | cost plus 10% |  | 0
4.3.625 | D-DT-7851s3 | Pole, In-Line Strain 2 x 18.1 m poles and 8m or 10m crossarm (Plant 2m, Bottom Attachement 13.7m) | ea |  | cost plus 10% |  | 0
4.3.626 | D-DT-7851s3 | Pole, In-Line Strain 2 x 19.2 m poles and 8m or 10m crossarm (Plant 2m, Bottom Attachement 14.7m) | ea |  | cost plus 10% |  | 0
4.3.627 | D-DT-7851s3 | Pole, In-Line Strain 2 x 20.1 m poles and 8m or 10m crossarm (Plant 2m, Bottom Attachement 15.6m) | ea |  | cost plus 10% |  | 0
4.3 | Foundation Installation Continue: VOLUME 3 PART 2 - Activity Stage 4.3
Item | Reference Drawing | Description | Unit | Quantity | Material Rate | Labour Rate | Total
Excavate, barricade, dispose of excavated material, transport to pole position imported material, supply and install complete foundations for soil TYPE 2 on the following structures:
D-DT-7807 H-Pole Structure 8m X-Arm Terminal 0-120kN Range D-DT-7808 H-Pole Structure 8m X-Arm Terminal 70-120kN Range D-DT-7817 H-Pole Structure 10m X-Arm Terminal 0-70kN Range D-DT-7818 H-Pole Structure 10m X-Arm Terminal 70-120kN Range
4.3.628 | D-DT-7851s3 | Pole, H-Pole Term Structure 0-90° 2 x 15.1 m poles and 8m or 10m crossarm (Plant 2m, Bottom Attachement 10.6m) | ea |  | cost plus 10% |  | 0
4.3.629 | D-DT-7851s3 | Pole, H-Pole Term Structure 0-90° 2 x 16.1 m poles and 8m or 10m crossarm (Plant 2m, Bottom Attachement 11.6m) | ea |  | cost plus 10% |  | 0
4.3.630 | D-DT-7851s3 | Pole, H-Pole Term Structure 0-90° 2 x 17.1 m poles and 8m or 10m crossarm (Plant 2m, Bottom Attachement 12.6m) | ea |  | cost plus 10% |  | 0
4.3.631 | D-DT-7851s3 | Pole, H-Pole Term Structure 0-90° 2 x 18.2 m poles and 8m or 10m crossarm (Plant 2m, Bottom Attachement 13.7m) | ea |  | cost plus 10% |  | 0
4.3.632 | D-DT-7851s3 | Pole, H-Pole Term Structure 0-90° 2 x 19.2 m poles and 8m or 10m crossarm (Plant 2m, Bottom Attachement 14.7m) | ea |  | cost plus 10% |  | 0
4.3.633 | D-DT-7851s3 | Pole, H-Pole Term Structure 0-90° 2 x 20.1 m poles and 8m or 10m crossarm (Plant 2m, Bottom Attachement 15.6m) | ea |  | cost plus 10% |  | 0
4.3 | Foundation Installation Continue: VOLUME 3 PART 2 - Activity Stage 4.3
Item | Reference Drawing | Description | Unit | Quantity | Material Rate | Labour Rate | Total
Excavate, barricade, dispose of excavated material, transport to pole position imported material, supply and install complete foundations for soil TYPE 3 on the following structures:
D-DT-7800 H-Pole Intermediate Structure 8m X-arm, D-DT-7810 H-Pole Intermediate Structure 10m X-Arm
4.3.634 | D-DT-7850s4 | Pole, H-Pole Intermediate Freestanding Structure 2 x 15.1 m poles and 8m or 10m crossarm (Plant 2.1m, Conductor Attachement 9.2m) | ea |  | cost plus 10% |  | 0
4.3.635 | D-DT-7850s4 | Pole, H-Pole Intermediate Freestanding Structure 2 x 16.1 m poles and 8m or 10m crossarm (Plant 2.2m, Conductor Attachement 10.1m) | ea |  | cost plus 10% |  | 0
4.3.636 | D-DT-7850s4 | Pole, H-Pole Intermediate Freestanding Structure 2 x 17.1 m poles and 8m or 10m crossarm (Plant 2.3m, Conductor Attachement 11.0m) | ea |  | cost plus 10% |  | 0
4.3.637 | D-DT-7850s4 | Pole, H-Pole Intermediate Freestanding Structure 2 x 18.2 m poles and 8m or 10m crossarm (Plant 2.4m, Conductor Attachement 12.0m) | ea |  | cost plus 10% |  | 0
4.3.638 | D-DT-7850s4 | Pole, H-Pole Intermediate Freestanding Structure 2 x 19.2 m poles and 8m or 10m crossarm (Plant 2.5m, Conductor Attachement 12.9m) | ea |  | cost plus 10% |  | 0
4.3.639 | D-DT-7850s4 | Pole, H-Pole Intermediate Freestanding Structure 2 x 20.1 m poles and 8m or 10m crossarm (Plant 2.6m, Conductor Attachement 13.7m) | ea |  | cost plus 10% |  | 0
4.3 | Foundation Installation Continue: VOLUME 3 PART 2 - Activity Stage 4.3
Item | Reference Drawing | Description | Unit | Quantity | Material Rate | Labour Rate | Total
Excavate, barricade, dispose of excavated material, transport to pole position imported material, supply and install complete foundations for soil TYPE 3 on the following structures:
D-DT-7801 H-Pole Structure 8m X-Arm In-Line Strain 0-70kN Range D-DT-7802 H-Pole Structure 8m X-Arm In-Line Strain 70-120kN Range D-DT-7811 H-Pole Structure 10m X-Arm In-Line Strain 0-70kN Range D-DT-7812 H-Pole Structure 10m X-Arm In-Line Strain 70-120kN Range
4.3.640 | D-DT-7851s4 | Pole, In-Line Strain 2 x 15.1 m poles and 8m or 10m crossarm (Plant 2m, Bottom Attachement 10.6m) | ea |  | cost plus 10% |  | 0
4.3.641 | D-DT-7851s4 | Pole, In-Line Strain 2 x 16.1 m poles and 8m or 10m crossarm (Plant 2m, Bottom Attachement 11.6m) | ea |  | cost plus 10% |  | 0
4.3.642 | D-DT-7851s4 | Pole, In-Line Strain 2 x 17.1 m poles and 8m or 10m crossarm (Plant 2m, Bottom Attachement 12.6m) | ea |  | cost plus 10% |  | 0
4.3.643 | D-DT-7851s4 | Pole, In-Line Strain 2 x 18.2 m poles and 8m or 10m crossarm (Plant 2m, Bottom Attachement 13.7m) | ea |  | cost plus 10% |  | 0
4.3.644 | D-DT-7851s4 | Pole, In-Line Strain 2 x 19.2 m poles and 8m or 10m crossarm (Plant 2m, Bottom Attachement 14.7m) | ea |  | cost plus 10% |  | 0
4.3.645 | D-DT-7851s4 | Pole, In-Line Strain 2 x 20.1 m poles and 8m or 10m crossarm (Plant 2m, Bottom Attachement 15.6m) | ea |  | cost plus 10% |  | 0
4.3 | Foundation Installation Continue: VOLUME 3 PART 2 - Activity Stage 4.3
Item | Reference Drawing | Description | Unit | Quantity | Material Rate | Labour Rate | Total
Excavate, barricade, dispose of excavated material, transport to pole position imported material, supply and install complete foundations for soil TYPE 3 on the following structures:
D-DT-7807 H-Pole Structure 8m X-Arm Terminal 0-120kN Range D-DT-7808 H-Pole Structure 8m X-Arm Terminal 70-120kN Range D-DT-7817 H-Pole Structure 10m X-Arm Terminal 0-70kN Range D-DT-7818 H-Pole Structure 10m X-Arm Terminal 70-120kN Range
4.3.646 | D-DT-7851s4 | Pole, H-Pole Term Structure 0-90° 2 x 15.1 m poles and 8m or 10m crossarm (Plant 2m, Bottom Attachement 10.6m) | ea |  | cost plus 10% |  | 0
4.3.647 | D-DT-7851s4 | Pole, H-Pole Term Structure 0-90° 2 x 16.1 m poles and 8m or 10m crossarm (Plant 2m, Bottom Attachement 11.6m) | ea |  | cost plus 10% |  | 0
4.3.648 | D-DT-7851s4 | Pole, H-Pole Term Structure 0-90° 2 x 17.1 m poles and 8m or 10m crossarm (Plant 2m, Bottom Attachement 12.6m) | ea |  | cost plus 10% |  | 0
4.3.649 | D-DT-7851s4 | Pole, H-Pole Term Structure 0-90° 2 x 18.2 m poles and 8m or 10m crossarm (Plant 2m, Bottom Attachement 13.7m) | ea |  | cost plus 10% |  | 0
4.3.650 | D-DT-7851s4 | Pole, H-Pole Term Structure 0-90° 2 x 19.2 m poles and 8m or 10m crossarm (Plant 2m, Bottom Attachement 14.7m) | ea |  | cost plus 10% |  | 0
4.3.651 | D-DT-7851s4 | Pole, H-Pole Term Structure 0-90° 2 x 20.1 m poles and 8m or 10m crossarm (Plant 2m, Bottom Attachement 15.6m) | ea |  | cost plus 10% |  | 0
4.3 | Foundation Installation Continue: VOLUME 3 PART 2 - Activity Stage 4.3
Item | Reference Drawing | Description | Unit | Quantity | Material Rate | Labour Rate | Total
Excavate, barricade, dispose of excavated material, transport to pole position imported material, supply and install complete foundations for soil TYPE 4 on the following structures:
D-DT-7800 H-Pole Intermediate Structure 8m X-arm, D-DT-7810 H-Pole Intermediate Structure 10m X-Arm
4.3.652 | D-DT-7850s5 | Pole, H-Pole Intermediate Freestanding Structure 2 x 15.1 m poles and 8m or 10m crossarm (Plant 2.1m, Conductor Attachement 9.2m) | ea |  | cost plus 10% |  | 0
4.3.653 | D-DT-7850s5 | Pole, H-Pole Intermediate Freestanding Structure 2 x 16.1 m poles and 8m or 10m crossarm (Plant 2.2m, Conductor Attachement 10.1m) | ea |  | cost plus 10% |  | 0
4.3.654 | D-DT-7850s5 | Pole, H-Pole Intermediate Freestanding Structure 2 x 17.1 m poles and 8m or 10m crossarm (Plant 2.3m, Conductor Attachement 11.0m) | ea |  | cost plus 10% |  | 0
4.3.655 | D-DT-7850s5 | Pole, H-Pole Intermediate Freestanding Structure 2 x 18.1 m poles and 8m or 10m crossarm (Plant 2.4m, Conductor Attachement 12.0m) | ea |  | cost plus 10% |  | 0
4.3.656 | D-DT-7850s5 | Pole, H-Pole Intermediate Freestanding Structure 2 x 19.2 m poles and 8m or 10m crossarm (Plant 2.5m, Conductor Attachement 12.9m) | ea |  | cost plus 10% |  | 0
4.3.657 | D-DT-7850s5 | Pole, H-Pole Intermediate Freestanding Structure 2 x 20.1 m poles and 8m or 10m crossarm (Plant 2.6m, Conductor Attachement 13.7m) | ea |  | cost plus 10% |  | 0
4.3 | Foundation Installation Continue: VOLUME 3 PART 2 - Activity Stage 4.3
Item | Reference Drawing | Description | Unit | Quantity | Material Rate | Labour Rate | Total
Excavate, barricade, dispose of excavated material, transport to pole position imported material, supply and install complete foundations for soil TYPE 4 on the following structures:
D-DT-7801 H-Pole Structure 8m X-Arm In-Line Strain 0-70kN Range D-DT-7802 H-Pole Structure 8m X-Arm In-Line Strain 70-120kN Range D-DT-7811 H-Pole Structure 10m X-Arm In-Line Strain 0-70kN Range D-DT-7812 H-Pole Structure 10m X-Arm In-Line Strain 70-120kN Range
4.3.658 | D-DT-7851s5 | Pole, In-Line Strain 2 x 15.1 m poles and 8m or 10m crossarm (Plant 2m, Bottom Attachement 10.6m) | ea |  | cost plus 10% |  | 0
4.3.659 | D-DT-7851s5 | Pole, In-Line Strain 2 x 16.1 m poles and 8m or 10m crossarm (Plant 2m, Bottom Attachement 11.6m) | ea |  | cost plus 10% |  | 0
4.3.660 | D-DT-7851s5 | Pole, In-Line Strain 2 x 17.1 m poles and 8m or 10m crossarm (Plant 2m, Bottom Attachement 12.6m) | ea |  | cost plus 10% |  | 0
4.3.661 | D-DT-7851s5 | Pole, In-Line Strain 2 x 18.1 m poles and 8m or 10m crossarm (Plant 2m, Bottom Attachement 13.7m) | ea |  | cost plus 10% |  | 0
4.3.662 | D-DT-7851s5 | Pole, In-Line Strain 2 x 19.2 m poles and 8m or 10m crossarm (Plant 2m, Bottom Attachement 14.7m) | ea |  | cost plus 10% |  | 0
4.3.663 | D-DT-7851s5 | Pole, In-Line Strain 2 x 20.1 m poles and 8m or 10m crossarm (Plant 2m, Bottom Attachement 15.6m) | ea |  | cost plus 10% |  | 0
4.3 | Foundation Installation Continue: VOLUME 3 PART 2 - Activity Stage 4.3
Item | Reference Drawing | Description | Unit | Quantity | Material Rate | Labour Rate | Total
Excavate, barricade, dispose of excavated material, transport to pole position imported material, supply and install complete foundations for soil TYPE 4 on the following structures:
D-DT-7807 H-Pole Structure 8m X-Arm Terminal 0-120kN Range D-DT-7808 H-Pole Structure 8m X-Arm Terminal 70-120kN Range D-DT-7817 H-Pole Structure 10m X-Arm Terminal 0-70kN Range D-DT-7818 H-Pole Structure 10m X-Arm Terminal 70-120kN Range
4.3.664 | D-DT-7851s5 | Pole, H-Pole Term Structure 0-90° 2 x 15.1 m poles and 8m or 10m crossarm (Plant 2m, Bottom Attachement 10.6m) | ea |  | cost plus 10% |  | 0
4.3.665 | D-DT-7851s5 | Pole, H-Pole Term Structure 0-90° 2 x 16.1 m poles and 8m or 10m crossarm (Plant 2m, Bottom Attachement 11.6m) | ea |  | cost plus 10% |  | 0
4.3.666 | D-DT-7851s5 | Pole, H-Pole Term Structure 0-90° 2 x 17.1 m poles and 8m or 10m crossarm (Plant 2m, Bottom Attachement 12.6m) | ea |  | cost plus 10% |  | 0
4.3.667 | D-DT-7851s5 | Pole, H-Pole Term Structure 0-90° 2 x 18.2 m poles and 8m or 10m crossarm (Plant 2m, Bottom Attachement 13.7m) | ea |  | cost plus 10% |  | 0
4.3.668 | D-DT-7851s5 | Pole, H-Pole Term Structure 0-90° 2 x 19.2 m poles and 8m or 10m crossarm (Plant 2m, Bottom Attachement 14.7m) | ea |  | cost plus 10% |  | 0
4.3.669 | D-DT-7851s5 | Pole, H-Pole Term Structure 0-90° 2 x 20.1 m poles and 8m or 10m crossarm (Plant 2m, Bottom Attachement 15.6m) | ea |  | cost plus 10% |  | 0
4.3 | Foundation Installation Continue: VOLUME 3 PART 2 - Activity Stage 4.3
Item | Reference Drawing | Description | Unit |  | Material Rate | Labour Rate | Total
Excavate, barricade, dispose of excavated material, transport to pole position imported material, supply and install complete foundations for soil SOFT ROCK on the following structures:
D-DT-7800 H-Pole Intermediate Structure 8m X-arm, D-DT-7810 H-Pole Intermediate Structure 10m X-Arm
4.3.670 | D-DT-7850s1 | Pole, H-Pole Intermediate Freestanding Structure 2 x 15.1 m poles and 8m or 10m crossarm (Plant 2.1m, Conductor Attachement 9.2m) | ea |  | cost plus 10% |  | 0
4.3.671 | D-DT-7850s1 | Pole, H-Pole Intermediate Freestanding Structure 2 x 16.1 m poles and 8m or 10m crossarm (Plant 2.2m, Conductor Attachement 10.1m) | ea |  | cost plus 10% |  | 0
4.3.672 | D-DT-7850s1 | Pole, H-Pole Intermediate Freestanding Structure 2 x 17.1 m poles and 8m or 10m crossarm (Plant 2.3m, Conductor Attachement 11.0m) | ea |  | cost plus 10% |  | 0
4.3.673 | D-DT-7850s1 | Pole, H-Pole Intermediate Freestanding Structure 2 x 18.2 m poles and 8m or 10m crossarm (Plant 2.4m, Conductor Attachement 12.0m) | ea |  | cost plus 10% |  | 0
4.3.674 | D-DT-7850s1 | Pole, H-Pole Intermediate Freestanding Structure 2 x 19.2 m poles and 8m or 10m crossarm (Plant 2.5m, Conductor Attachement 12.9m) | ea |  | cost plus 10% |  | 0
4.3.675 | D-DT-7850s1 | Pole, H-Pole Intermediate Freestanding Structure 2 x 20.1 m poles and 8m or 10m crossarm (Plant 2.6m, Conductor Attachement 13.7m) | ea |  | cost plus 10% |  | 0
4.3 | Foundation Installation Continue: VOLUME 3 PART 2 - Activity Stage 4.3
Item | Reference Drawing | Description | Unit | Quantity | Material Rate | Labour Rate | Total
Excavate, barricade, dispose of excavated material, transport to pole position imported material, supply and install complete foundations for soil SOFT ROCK on the following structures:
D-DT-7801 H-Pole Structure 8m X-Arm In-Line Strain 0-70kN Range D-DT-7802 H-Pole Structure 8m X-Arm In-Line Strain 70-120kN Range D-DT-7811 H-Pole Structure 10m X-Arm In-Line Strain 0-70kN Range D-DT-7812 H-Pole Structure 10m X-Arm In-Line Strain 70-120kN Range
4.3.676 | D-DT-7851s1 | Pole, In-Line Strain 2 x 15.1 m poles and 8m or 10m crossarm (Plant 2m, Bottom Attachement 10.6m) | ea |  | cost plus 10% |  | 0
4.3.677 | D-DT-7851s1 | Pole, In-Line Strain 2 x 16.1 m poles and 8m or 10m crossarm (Plant 2m, Bottom Attachement 11.6m) | ea |  | cost plus 10% |  | 0
4.3.678 | D-DT-7851s1 | Pole, In-Line Strain 2 x 17.1 m poles and 8m or 10m crossarm (Plant 2m, Bottom Attachement 12.6m) | ea |  | cost plus 10% |  | 0
4.3.679 | D-DT-7851s1 | Pole, In-Line Strain 2 x 18.2 m poles and 8m or 10m crossarm (Plant 2m, Bottom Attachement 13.7m) | ea |  | cost plus 10% |  | 0
4.3.680 | D-DT-7851s1 | Pole, In-Line Strain 2 x 19.2 m poles and 8m or 10m crossarm (Plant 2m, Bottom Attachement 14.7m) | ea |  | cost plus 10% |  | 0
4.3.681 | D-DT-7851s1 | Pole, In-Line Strain 2 x 20.1 m poles and 8m or 10m crossarm (Plant 2m, Bottom Attachement 15.6m) | ea |  | cost plus 10% |  | 0
4.3 | Foundation Installation Continue: VOLUME 3 PART 2 - Activity Stage 4.3
Item | Reference Drawing | Description | Unit |  | Material Rate | Labour Rate | Total
Excavate, barricade, dispose of excavated material, transport to pole position imported material, supply and install complete foundations for soil SOFT ROCK on the following structures:
D-DT-7807 H-Pole Structure 8m X-Arm Terminal 0-120kN Range D-DT-7808 H-Pole Structure 8m X-Arm Terminal 70-120kN Range D-DT-7817 H-Pole Structure 10m X-Arm Terminal 0-70kN Range D-DT-7818 H-Pole Structure 10m X-Arm Terminal 70-120kN Range
4.3.682 | D-DT-7851s1 | Pole, H-Pole Term Structure 0-90° 2 x 15.1 m poles and 8m or 10m crossarm (Plant 2m, Bottom Attachement 10.6m) | ea |  | cost plus 10% |  | 0
4.3.683 | D-DT-7851s1 | Pole, H-Pole Term Structure 0-90° 2 x 16.1 m poles and 8m or 10m crossarm (Plant 2m, Bottom Attachement 11.6m) | ea |  | cost plus 10% |  | 0
4.3.684 | D-DT-7851s1 | Pole, H-Pole Term Structure 0-90° 2 x 17.1 m poles and 8m or 10m crossarm (Plant 2m, Bottom Attachement 12.6m) | ea |  | cost plus 10% |  | 0
4.3.685 | D-DT-7851s1 | Pole, H-Pole Term Structure 0-90° 2 x 18.2 m poles and 8m or 10m crossarm (Plant 2m, Bottom Attachement 13.7m) | ea |  | cost plus 10% |  | 0
4.3.686 | D-DT-7851s1 | Pole, H-Pole Term Structure 0-90° 2 x 19.2 m poles and 8m or 10m crossarm (Plant 2m, Bottom Attachement 14.7m) | ea |  | cost plus 10% |  | 0
4.3 | Foundation Installation Continue: VOLUME 3 PART 2 - Activity Stage 4.3
Item | Reference Drawing | Description | Unit | Quantity | Material Rate | Labour Rate | Total
Excavate, barricade, dispose of excavated material, transport to pole position imported material, supply and install complete foundations for soil HARD ROCK on the following structures:
D-DT-7800 H-Pole Intermediate Structure 8m X-arm, D-DT-7810 H-Pole Intermediate Structure 10m X-Arm
4.3.687 | D-DT-7850s1 | Pole, H-Pole Intermediate Freestanding Structure 2 x 15.1 m poles and 8m or 10m crossarm (Plant 2.1m, Conductor Attachement 9.2m) | ea |  | cost plus 10% |  | 0
4.3.688 | D-DT-7850s1 | Pole, H-Pole Intermediate Freestanding Structure 2 x 16.1 m poles and 8m or 10m crossarm (Plant 2.2m, Conductor Attachement 10.1m) | ea |  | cost plus 10% |  | 0
4.3.689 | D-DT-7850s1 | Pole, H-Pole Intermediate Freestanding Structure 2 x 17.1 m poles and 8m or 10m crossarm (Plant 2.3m, Conductor Attachement 11.0m) | ea |  | cost plus 10% |  | 0
4.3.690 | D-DT-7850s1 | Pole, H-Pole Intermediate Freestanding Structure 2 x 18.2 m poles and 8m or 10m crossarm (Plant 2.4m, Conductor Attachement 12.0m) | ea |  | cost plus 10% |  | 0
4.3.691 | D-DT-7850s1 | Pole, H-Pole Intermediate Freestanding Structure 2 x 19.2 m poles and 8m or 10m crossarm (Plant 2.5m, Conductor Attachement 12.9m) | ea |  | cost plus 10% |  | 0
4.3.692 | D-DT-7850s1 | Pole, H-Pole Intermediate Freestanding Structure 2 x 20.1 m poles and 8m or 10m crossarm (Plant 2.6m, Conductor Attachement 13.7m) | ea |  | cost plus 10% |  | 0
4.3 | Foundation Installation Continue: VOLUME 3 PART 2 - Activity Stage 4.3
Item | Reference Drawing | Description | Unit | Quantity | Material Rate | Labour Rate | Total
Excavate, barricade, dispose of excavated material, transport to pole position imported material, supply and install complete foundations for soil HARD ROCK on the following structures:
D-DT-7801 H-Pole Structure 8m X-Arm In-Line Strain 0-70kN Range D-DT-7802 H-Pole Structure 8m X-Arm In-Line Strain 70-120kN Range D-DT-7811 H-Pole Structure 10m X-Arm In-Line Strain 0-70kN Range D-DT-7812 H-Pole Structure 10m X-Arm In-Line Strain 70-120kN Range
4.3.693 | D-DT-7851s1 | Pole, In-Line Strain 2 x 15.1 m poles and 8m or 10m crossarm (Plant 2m, Bottom Attachement 10.6m) | ea |  | cost plus 10% |  | 0
4.3.694 | D-DT-7851s1 | Pole, In-Line Strain 2 x 16.1 m poles and 8m or 10m crossarm (Plant 2m, Bottom Attachement 11.6m) | ea |  | cost plus 10% |  | 0
4.3.695 | D-DT-7851s1 | Pole, In-Line Strain 2 x 17.1 m poles and 8m or 10m crossarm (Plant 2m, Bottom Attachement 12.6m) | ea |  | cost plus 10% |  | 0
4.3.696 | D-DT-7851s1 | Pole, In-Line Strain 2 x 18.2 m poles and 8m or 10m crossarm (Plant 2m, Bottom Attachement 13.7m) | ea |  | cost plus 10% |  | 0
4.3.697 | D-DT-7851s1 | Pole, In-Line Strain 2 x 19.2 m poles and 8m or 10m crossarm (Plant 2m, Bottom Attachement 14.7m) | ea |  | cost plus 10% |  | 0
4.3.698 | D-DT-7851s1 | Pole, In-Line Strain 2 x 20.1 m poles and 8m or 10m crossarm (Plant 2m, Bottom Attachement 15.6m) | ea |  | cost plus 10% |  | 0
4.3 | Foundation Installation Continue: VOLUME 3 PART 2 - Activity Stage 4.3
Item | Reference Drawing | Description | Unit | Quantity | Material Rate | Labour Rate | Total
Excavate, barricade, dispose of excavated material, transport to pole position imported material, supply and install complete foundations for soil HARD ROCK on the following structures:
D-DT-7807 H-Pole Structure 8m X-Arm Terminal 0-120kN Range D-DT-7808 H-Pole Structure 8m X-Arm Terminal 70-120kN Range D-DT-7817 H-Pole Structure 10m X-Arm Terminal 0-70kN Range D-DT-7818 H-Pole Structure 10m X-Arm Terminal 70-120kN Range
4.3.699 | D-DT-7851s1 | Pole, H-Pole Term Structure 0-90° 2 x 15.1 m poles and 8m or 10m crossarm (Plant 2m, Bottom Attachement 10.6m) | ea |  | cost plus 10% |  | 0
4.3.700 | D-DT-7851s1 | Pole, H-Pole Term Structure 0-90° 2 x 16.1 m poles and 8m or 10m crossarm (Plant 2m, Bottom Attachement 11.6m) | ea |  | cost plus 10% |  | 0
4.3.701 | D-DT-7851s1 | Pole, H-Pole Term Structure 0-90° 2 x 17.1 m poles and 8m or 10m crossarm (Plant 2m, Bottom Attachement 12.6m) | ea |  | cost plus 10% |  | 0
4.3.702 | D-DT-7851s1 | Pole, H-Pole Term Structure 0-90° 2 x 18.2 m poles and 8m or 10m crossarm (Plant 2m, Bottom Attachement 13.7m) | ea |  | cost plus 10% |  | 0
4.3.703 | D-DT-7851s1 | Pole, H-Pole Term Structure 0-90° 2 x 19.2 m poles and 8m or 10m crossarm (Plant 2m, Bottom Attachement 14.7m) | ea |  | cost plus 10% |  | 0
4.3 | Foundation Installation Continue: VOLUME 3 PART 2 - Activity Stage 4.3
Item | Reference Drawing | Description | Unit | Quantity | Material Rate | Labour Rate | Total
Extra-over Items for C.1: (Rates are only for the excavation of the foundations - contracor must specify the method of construction)
4.3.704 |  | Intermediate material excavation | m3 |  |  |  | 0
4.3.705 |  | Hard Rock excavation | m3 |  |  |  | 0
4.3.706 |  | Boulder excavation - Class A | m3 |  |  |  | 0
4.3.707 |  | [ | m3 |  |  |  | 0
5.4 | Stay Rod & Foundations Design or Verification: VOLUME 3 PART 2 - Activity Stage 5.4
The appointment of a professional civil engineer will be the responsibility of the contractor and will be paid by the contractor - costs must be included in the tender. Foundation designs are provided for all possible soil types but needs to be verified and approved by a Prof Civil Engineer for each installation. Should the contractor wish to construct a foundation of a different design, all design drawings will be submitted to Eskom for acceptance. The contractor will accept full responsibility for these designs. Eskom will not pay for these designs unless the submitted Eskom designs cannot be used due to prevailing site conditions. This decision will be taken by the Engineer. Foundation designs for all structures shall be in accordance with 0501KR-01 rev 1, 240-47172520 (TRMSCAAC5) and SCSASABK8 by a registered professional in each type of soil (type 1, 2, 3, 4 soft rock and hard rock). Designs to be Eskom Copyright.
Item | Reference Drawing | Description | Unit | Quantity | Material Rate | Labour Rate | Total
5.4.1 | D-DT-7325s2 | Design of the stay anchor for 19/2.65 1100MPa steel wire to 115kN. | ea |  |  |  | 0
Verification of stay foundation to 115kN:
5.4.2 | D-DT-7325 | Foundation for 19/2.65 1100MPa steel wire in Type 1 soil | ea |  |  |  | 0
5.4.3 |  | Foundation for 19/2.65 1100MPa steel wire in Type 2 soil | ea |  |  |  | 0
5.4.4 |  | Foundation for 19/2.65 1100MPa steel wire in Type 3 soil | ea |  |  |  | 0
5.4.5 |  | Foundation for 19/2.65 1100MPa steel wire in Type 4 soil | ea |  |  |  | 0
5.4.6 |  | Foundation for 19/2.65 1100MPa steel wire in Rock | ea |  |  |  | 0
Note Stay rod / anchors is part of the foundation material and must be supplied by the contractor The stay rod / anchors must be verified by the civil engineer accoding to the stay foundation design.
5.4.7 | 2-WT/1288 | Design of the stay anchor for 16mm 1400MPa wire rope to 215kN. | ea |  |  |  | 0
Verification of stay foundation to 215kN:
5.4.8 | 0.69/GS1/ T230/T1 | Foundation for 16mm wire 1400MPa rope in Type 1 soil | ea |  |  |  | 0
5.4.9 | 0.69/GS1/ T230/T2 | Foundation for 16mm wire 1400MPa rope in Type 2 soil | ea |  |  |  | 0
5.4.10 | 0.69/GS1/ T230/T3 | Foundation for 16mm wire 1400MPa rope in Type 3 soil | ea |  |  |  | 0
5.4.11 | 0.69/GS1/ T230/T4 | Foundation for 16mm wire 1400MPa rope in Type 4 soil | ea |  |  |  | 0
5.4.12 | 0.69/GS1/ T230/SR | Foundation for 16mm wire 1400MPa rope in Soft Rock | ea |  |  |  | 0
5.4.13 | 0.69/GS1/ T230/HR | Foundation for 16mm wire 1400MPa rope in Hard Rock | ea |  |  |  | 0
5.4 | Stay Rod & Foundations Design or Verification cont: VOLUME 3 PART 2 - Activity Stage 5.4
Item | Reference Drawing | Description | Unit | Quantity | Material Rate | Labour Rate | Total
Note Stay rod / anchors is part of the foundation material and must be supplied by the contractor The stay rod / anchors must be verified by the civil engineer accoding to the stay foundation design.
5.4.14 | 2-WT/1299 | Design of the stay anchor for 19mm 1400MPa wire rope to 272kN. | ea |  |  |  | 0
Verification of stay foundation to 272kN:
5.4.15 | [6 empty] | 0
5.4.16 | [6 empty] | 0
5.4.17 | [6 empty] | 0
5.4.18 | [6 empty] | 0
5.4.19 | [6 empty] | 0
5.5
Item | Reference Drawing | Description | Unit | Quantity | Material Rate | Labour Rate | Total
The appointment of a profesional civil engineer will be the responsibility of the contractor and will be will be paid by the contractor - costs must be included in the tender. Geo-Tech nominations must be verified by a profesional Civil Engineer for the stays at each structure and the approved foundation must be installed for each stay. Excavate, barricade, supply and transport to each stay position the anchor and imported/foundation material, dispose excavated material, supply, and install complete stay foundation based on the geo-tech nomination at the structures: The stay rod/anchor is part of the foundation material. All foundation material must be supplied by the contractor and the costs must be included in the tender. The stay rod / anchors must be verified by the civil engineer accoding to the stay foundation design. Contractor invoices must be for the installed foundation based on the geo-tech soil nomination which is verified by the civil engineer.
Installation of 115kN stay rod and foundations:
5.5.7 | D-DT-7235 | Excavate and transport imported material, barricade and dispose of excavated material, supply & install complete stay rod and foundation for type 1 soil. | ea |  | cost plus 10% |  | 0
5.5.8 |  | Excavate and transport imported material, barricade and dispose of excavated material, supply & install complete stay rod and foundation for type 2 soil. | ea |  | cost plus 10% |  | 0
5.5.9 |  | Excavate and transport imported material, barricade and dispose of excavated material, supply & install complete stay rod and foundationfor type 3 soil. | ea |  | cost plus 10% |  | 0
5.5.10 |  | Excavate and transport imported material, barricade and dispose of excavated material, supply & install complete stay rod and foundation for type 4 soil. | ea |  | cost plus 10% |  | 0
5.5.11 |  | Excavate and transport imported material, barricade and dispose of excavated material, supply & install complete stay rod and foundation for Rock type. | ea |  | cost plus 10% |  | 0
Installation of 115kN temporary stay foundations or anchors:
5.5.12 |  | Excavate and transport imported material, barricade and dispose of excavated material install complete temporary stay rod and foundattion for temporary stays | ea |  | cost plus 10% | 0 | 0
Proof Load Testing of 115kN Stays: Contractor to do proof load test on every stay according to table V2.15 on page number of Volume 2.
5.5.13 |  | Contractor to supply proof loading equipment cerificate to the Project Engineer 2 weeks after contract award. | ea |  |  |  | 0
5.5.14 |  | Proof load testing of 115kN stay rod in foundation installation. | ea |  |  |  | 0
5.5.15 |  | Compile and submission of all "Proof Load Test" records to the Employer | ea |  |  |  | 0
5.5 | Stay Rod and Foundation Installation cont: VOLUME 3 PART 2 - Activity Stage 5.5
Item | Reference Drawing | Description | Unit | Quantity | Material Rate | Labour Rate | Total
Installation of 215kN stay rod and foundations:
5.5.16 | 0.69/GS1/ T230/T1 | Excavate and transport imported material, barricade and dispose of excavated material & install complete stay rod and foundation for type 1 soil. | ea |  | cost plus 10% |  | 0
5.5.17 | 0.69/GS1/ T230/T2 | Excavate and transport imported material, barricade and dispose of excavated material & install complete stay rod and foundation for type 2 soil. | ea |  | cost plus 10% |  | 0
5.5.18 | 0.69/GS1/ T230/T3 | Excavate and transport imported material, barricade and dispose of excavated material & install complete stay rod and foundation for type 3 soil. | ea |  | cost plus 10% |  | 0
5.5.19 | 0.69/GS1/ T230/T4 | Excavate and transport imported material, barricade and dispose of excavated material, supply & install complete stay rod and foundation for type 4 soil. | ea |  | cost plus 10% |  | 0
5.5.20 | 0.69/GS1/ T230/SR | Excavate and transport imported material, barricade and dispose of excavated material & install complete stay rod and foundation for soft Rock type. | ea |  | cost plus 10% |  | 0
5.5.21 | 0.69/GS1/ T230/HR | Excavate and transport imported material, barricade and dispose of excavated material & install complete stay rod and foundation for hard Rock type. | ea |  | cost plus 10% |  | 0
5.5 | Stay Rod and Foundation Installation cont: VOLUME 3 PART 2 - Activity Stage 5.5
Item | Reference Drawing | Description | Unit | Quantity | Material Rate | Labour Rate | Total
Temporary Stays: 16mm 1400MPa 215kN Steel Rope Stay rod and assemblies:
5.5.22 |  | Excavate and transport imported material, barricade and dispose of excavated material install complete temporary stay rod and foundattion for temporary stays | ea |  | cost plus 10% |  | 0
Proof Load Testing of 215kN Stays: Contractor to do proof load test on every stay according to table V2.15 on page number of Volume 2.
5.5.23 |  | Contractor to supply proof loading equipment cerificate to the Project Engineer 2 weeks after contract award. | ea |  |  |  | 0
5.5.24 |  | Proof load testing of 215kN stay rod in foundation installation. | ea |  |  |  | 0
5.5.25 |  | Compile and submission of all "Proof Load Test" records to the Employer | ea |  |  |  | 0
5.5 | Stay Rod and Foundation Installation cont: VOLUME 3 PART 2 - Activity Stage 5.5
Item | Reference Drawing | Description | Unit | Quantity | Material Rate | Labour Rate | Total
Installation of 272kN stay rod and foundations:
5.5.26 | DvT 1004-03 | Excavate and transport imported material, barricade and dispose of excavated material & install complete stay rod and foundation for type 1 soil. | ea |  | cost plus 10% | 0 | 0
5.5.27 | DvT 1004-03 | Excavate and transport imported material, barricade and dispose of excavated material & install complete stay rod and foundation for type 2 soil. | ea |  | cost plus 10% | 0 | 0
5.5.28 | DvT 1004-03 | Excavate and transport imported material, barricade and dispose of excavated material & install complete stay rod and foundation for type 3 soil. | ea |  | cost plus 10% | 0 | 0
5.5.29 | DvT 1004-03 | Excavate and transport imported material, barricade and dispose of excavated material, supply & install complete stay rod and foundation for type 4 soil. | ea |  | cost plus 10% | 0 | 0
5.5.30 | DvT 1004-04 | Excavate and transport imported material, barricade and dispose of excavated material & install complete stay rod and foundation for Hard Rock type. | ea |  | cost plus 10% | 0 | 0
5.5 | Stay Rod and Foundation Installation cont: VOLUME 3 PART 2 - Activity Stage 5.5
Item | Reference Drawing | Description | Unit | Quantity | Material Rate | Labour Rate | Total
Temporary Stays: 19mm 1400MPa 272kN Steel Rope Stay rod and assemblies:
5.5.31 |  | Excavate and transport imported material, barricade and dispose of excavated material install complete temporary stay rod and foundattion for temporary stays | ea |  | cost plus 10% | 0 | 0
Proof Load Testing of 272kN Stays: Contractor to do proof load test on every stay according to table V2.15 on page number of Volume 2.
5.5.32 |  | Contractor to supply proof loading equipment cerificate to the Project Engineer 2 weeks after contract award. |  |  |  |  | 0
5.5.33 |  | Proof load testing of 272kN stay rod in foundation installation. |  |  |  |  | 0
5.5.34 |  | Compile and submission of all "Proof Load Test" records to the Employer |  |  |  |  | 0
5.6 | Barricading/Protecting of all open excavations: VOLUME 3 PART 2 - Activity Stage 5.6
Item | Reference Drawing | Description | Unit | Quantity | Material Rate | Labour Rate | Total
Provide, barricade, transport to excavation and install barricade for all excavated areas:
5.6.1 |  | Barricading/Protecting of all open excavations for structure foundations | ea |  | cost plus 10% |  | 0
5.6.2 |  | Barricading/Protecting of all open excavations for permanent and temporary stays | ea |  | cost plus 10% |  | 0
Activity Stage 5: Assembly and Erection of Power Line Structures
Item | Reference Drawing | Description | Unit | Quantity | Material Rate | Labour Rate | Total
5.7 | Assembly and erection of all structures: VOLUME 3 PART 2 - Activity Stage 5.1, 5.2 & 5.3
Include costs for safe stock-piling/ storage before transportation to pole / structure position. Transport to tower/pole position, assemble and erect the steel poles and lattice structures at specified positions.
Intermediate Suspension Lattice Structures 247 A
5.7.1 | 247A | 247A 0 degree suspension structure, 132kV lattice steel. 14.1m CAH | ea |  |  |  | 0
5.7.2 | 247A | Stubs for variation of legg lengths due to ground levels - 247A 0 degree suspension structure, 132kV lattice steel. 14.1m CAH | ea |  |  |  | 0
5.7.3 | 247A | 247A 0 degree suspension structure, 132kV lattice steel. 17.1m CAH | ea |  |  |  | 0
5.7.4 | 247A | Stubs for variation of legg lengths due to ground levels - 247A 0 degree suspension structure, 132kV lattice steel. 17.1m CAH | ea |  |  |  | 0
5.7.5 | 247A | 247A 0 degree suspension structure, 132kV lattice steel. 18.1m CAH | ea |  |  |  | 0
5.7.6 | 247A | Stubs for variation of legg lengths due to ground levels - 247A 0 degree suspension structure, 132kV lattice steel. 18.1m CAH | ea |  |  |  | 0
5.7.7 | 247A | 247A 0 degree suspension structure, 132kV lattice steel. 19.1m CAH | ea |  |  |  | 0
5.7.8 | 247A | Stubs for variation of legg lengths due to ground levels - 247A 0 degree suspension structure, 132kV lattice steel. 19.1m CAH | ea |  |  |  | 0
5.7 | Assembly and erection of all structures: VOLUME 3 PART 2 - Activity Stage 5.1, 5.2 & 5.3
Item | Reference Drawing | Description | Unit | Quantity | Material Rate | Labour Rate | Total
Include costs for safe stock-piling/ storage before transportation to pole / structure position. Transport to tower/pole position, assemble and erect the steel poles and lattice structures at specified positions.
0-30 degree Strain Lattice Structures 247B
5.7.9 | 247B | 247B 0-40 degree strain structure, 132kV lattice steel. 14.1m CAH | ea |  |  |  | 0
5.7.10 | 247B | Stubs for variation of legg lengths due to ground levels - 247B 0-40 degree strain structure, 132kV lattice steel. 14.1m CAH | ea |  |  |  | 0
5.7.11 | 247B | 247B 0-40 degree strain structure, 132kV lattice steel. 17.1m CAH | ea |  |  |  | 0
5.7.12 | 247B | Stubs for variation of legg lengths due to ground levels - 247B 0-40 degree strain structure, 132kV lattice steel. 17.1m CAH | ea |  |  |  | 0
5.7.13 | 247B | 247B 0-40 degree strain structure, 132kV lattice steel. 19.1m CAH | ea |  |  |  | 0
5.7.14 | 247B | Stubs for variation of legg lengths due to ground levels - 247B 0-40 degree strain structure, 132kV lattice steel. 19.1m CAH | ea |  |  |  | 0
5.7 | Assembly and erection of all structures: VOLUME 3 PART 2 - Activity Stage 5.1, 5.2 & 5.3
Item | Reference Drawing | Description | Unit | Quantity | Material Rate | Labour Rate | Total
Include costs for safe stock-piling/ storage before transportation to pole / structure position. Transport to tower/pole position, assemble and erect the steel poles and lattice structures at specified positions.
40-90 degree Strain Lattice Structures 247C
5.7.15 | 247C | 247C 40-90 degree strain structure, 132kV lattice steel. 14.1m CAH | ea |  |  |  | 0
5.7.16 | 247C | Stubs for variation of legg lengths due to ground levels - 247C 40-90 degree strain structure, 132kV lattice steel. 14.1m CAH | ea |  |  |  | 0
5.7.17 | 247C | 247C 40-90 degree strain structure, 132kV lattice steel. 17.1m CAH | ea |  |  |  | 0
5.7.18 | 247C | Stubs for variation of legg lengths due to ground levels - 247C 40-90 degree strain structure, 132kV lattice steel. 17.1m CAH | ea |  |  |  | 0
5.7.19 | 247C | 247C 40-90 degree strain structure, 132kV lattice steel. 19.1m CAH | ea |  |  |  | 0
5.7.20 | 247C | Stubs for variation of legg lengths due to ground levels - 247C 40-90 degree strain structure, 132kV lattice steel. 19.1m CAH | ea |  |  |  | 0
0-40 degree Terminal Lattice Structures 247C
5.7.21 | 247C terminal | 247C 0-40 degree terminal structure, 132kV lattice steel. 14.1m CAH | ea |  |  |  | 0
5.7.22 | 247C terminal | Stubs for variation of legg lengths due to ground levels - 247C 0-40 degree terminal structure, 132kV lattice steel. 14.1m CAH | ea |  |  |  | 0
5.7 | Assembly and erection of all structures: VOLUME 3 PART 2 - Activity Stage 5.1, 5.2 & 5.3
Item | Reference Drawing | Description | Unit | Quantity | Material Rate | Labour Rate | Total
Include costs for safe stock-piling/ storage before transportation to pole / structure position. Transport to tower/pole position, assemble and erect the steel poles and lattice structures at specified positions.
258C Intermediate Suspension Braced Double Circuit Structures
5.7.23 | 258C | Structure 258C Intermediate 0⁰ H-Structure 132kV Twin Tern 20m (Bottom Attachment 11.2m) | ea |  |  |  | 0
5.7.24 | 258C | Structure 258C Intermediate 0⁰ H-Structure 132kV Twin Tern 22m (Bottom Attachment 13.2m) | ea |  |  |  | 0
5.7.25 | 258C | Structure 258C Intermediate 0⁰ H-Structure 132kV Twin Tern 24m (Bottom Attachment 15.2m) | ea |  |  |  | 0
5.7 | Assembly and erection of all structures: VOLUME 3 PART 2 - Activity Stage 5.1, 5.2 & 5.3
Item | Reference Drawing | Description | Unit | Quantity | Material Rate | Labour Rate | Total
Include costs for safe stock-piling/ storage before transportation to pole / structure position. Transport to tower/pole position, assemble and erect the steel poles and lattice structures at specified positions.
2-WT/15049 Intermediate 0 - 2º Suspension Mono-Pole Double Circuit Structures
5.7.26 | 2-ET/15049 | Pole, Int (0°-2°) Double Circuit Twin Tern Conductor 20m (Plant 2.6m - Bottom Attachement 10.5m) | ea |  |  |  | 0
5.7.27 | 2-ET/15049 | Pole, Int (0°-2°) Double Circuit Twin Tern Conductor 22m (Plant 2.8m - Bottom Attachement 12.4m) | ea |  |  |  | 0
5.7.28 | 2-ET/15049 | Pole, Int (0°-2°) Double Circuit Twin Tern Conductor 24m (Plant 3m - Bottom Attachement 14.2m) | ea |  |  |  | 0
5.7.29 | 2-ET/15049 | Pole, Int (0°-2°) Double Circuit Twin Tern Conductor 26m (Plant 3.2m - Bottom Attachement 16.0m) | ea |  |  |  | 0
5.7.30 | 2-ET/15049 | Pole, Int (0°-2°) Double Circuit Twin Tern Conductor 28m (Plant 3.4m - Bottom Attachement 17.8m) | ea |  |  |  | 0
5.7.31 | 2-ET/15049 | Pole, Int (0°-2°) Double Circuit Twin Tern Conductor 30m (Plant 3.6m - Bottom Attachement 19.6m) | ea |  |  |  | 0
5.7 | Assembly and erection of all structures: VOLUME 3 PART 2 - Activity Stage 5.1, 5.2 & 5.3
Twin Kingbird/Bersfort Single Circuit Mono-Pole Structures 2-WT/1294 Intermediate 0 - 2º Suspension 2-WT/1295 Strain 2º - 90º 2-WT/1296 Angle Strain 3-Pole 2º-90º 2-WT/1297 3-Pole Terminal 2-WT/1298 Inline Strain
Item | Reference Drawing | Description | Unit | Quantity | Material Rate | Labour Rate | Total
Include costs for safe stock-piling/ storage before transportation to pole / structure position. Transport to tower/pole position, assemble and erect the steel poles and lattice structures at specified positions.
2-WT/1294 Intermediate 0 - 2º Suspension
5.7.32 | 2-WT/1294 | Pole, St 132kV Susp 21m | ea |  |  |  | 0
5.7.33 |  | Pole, St 132kV Susp 22m | ea |  |  |  | 0
5.7.34 |  | Pole, St 132kV Susp 23m | ea |  |  |  | 0
5.7.35 |  | Pole, St 132kV Susp 24m | ea |  |  |  | 0
5.7.36 |  | Pole, St 132kV Susp 25m | ea |  |  |  | 0
5.7.37 |  | Pole, St 132kV Susp 26m | ea |  |  |  | 0
5.7.38 |  | Pole, St 132kV Susp 29m | ea |  |  |  | 0
2-WT/1295 Strain 2º - 90º
5.7.39 | 2-WT/1295 | Pole, St 132kV Angle Strain (0°-90°) 20m | ea |  |  |  | 0
5.7.40 |  | Pole, St 132kV Angle Strain (0°-90°) 22m | ea |  |  |  | 0
5.7.41 |  | Pole, St 132kV Angle Strain (0°-90°) 23m | ea |  |  |  | 0
5.7.42 |  | Pole, St 132kV Angle Strain (0°-90°) 24m | ea |  |  |  | 0
5.7.43 |  | Pole, St 132kV Angle Strain (0°-90°) 28m | ea |  |  |  | 0
5.7.44 |  | Pole, St 132kV Angle Strain (0°-90°) 30m | ea |  |  |  | 0
2-WT/1296 Angle Strain 3-Pole 2º-90º
5.7.45 | 2-WT/1296 | 3- Pole, St 132kV Strain 11.1m (2 x 11.1m & 1 x 9.1m) | ea |  |  |  | 0
5.7.46 |  | 3- Pole, St 132kV Strain 13.1m (2 x 13.1m & 1 x 11.1m) | ea |  |  |  | 0
5.7.47 |  | 3- Pole, St 132kV Strain 14m (2 x 14.1m & 1 x 12.1m) | ea |  |  |  | 0
5.7.48 |  | 3- Pole, St 132kV Strain 16.1m (2 x 16.1m & 1 x 14.1m) | ea |  |  |  | 0
2-WT/1297 3-Pole Terminal
5.7.49 | 2-WT/1297 | 3- Pole Term St 132kV 14m (Include 3 poles of 14m long) | ea |  |  |  | 0
5.7.50 |  | 3- Pole Term St 132kV 16m (Include 3 poles of 16m long) | ea |  |  |  | 0
5.7 | Assembly and erection of all structures: VOLUME 3 PART 2 - Activity Stage 5.1, 5.2 & 5.3
Bersfort Single Circuit Mono-Pole Guided Structures 2-WT/1281 Guided Braced Intermediate / Suspension 2-WT/1284 Angle Strain 0 - 90º 2-WT/1285 Guided Inline Strain 3-Pole Structure 0 - 5º 2-WT/1286 Guided Inline Strain 3-Pole Structure 5 - 90º
Item | Reference Drawing | Description | Unit | Quantity | Material Rate | Labour Rate | Total
Include costs for safe stock-piling/ storage before transportation to pole / structure position. Transport to tower/pole position, assemble and erect the steel poles and lattice structures at specified positions.
2-WT/1281 Guided Braced Intermediate / Suspension
5.7.51 | 2-WT/1281 | Pole , St 132kV Guyed Susp 16.1m Bottom Attachment 10.7) | ea |  |  |  | 0
5.7.52 |  | Pole , St 132kV Guyed Susp 18.2m Bottom Attachment 12.8) | ea |  |  |  | 0
5.7.53 |  | Pole , St 132kV Guyed Susp 21.2m Bottom Attachment 15.8) | ea |  |  |  | 0
5.7.54 |  | Pole, St 132kV Guyed Susp 24.2m (Bottom Attachment 18.8) | ea |  |  |  | 0
2-WT/1284 Angle Strain 0 - 90º
5.7.55 | 2-WT/1284 | Pole, St 132kV Guyed Angle Strain (0°-90°) 18.2m (Bottom Attachement 11.2m) | ea |  |  |  | 0
5.7.56 |  | Pole, St 132kV Guyed Angle Strain (0°-90°) 21.2m (Bottom Attachement 14.2m) | ea |  |  |  | 0
5.7.57 |  | Pole, St 132kV Guyed Angle Strain (0°-90°) 24.2m (Bottom Attachement 17.2m) | ea |  |  |  | 0
5.7 | Assembly and erection of all structures: VOLUME 3 PART 2 - Activity Stage 5.1, 5.2 & 5.3
Item | Reference Drawing | Description | Unit | Quantity | Material Rate | Labour Rate | Total
Include costs for safe stock-piling/ storage before transportation to pole / structure position. Transport to tower/pole position, assemble and erect the steel poles and lattice structures at specified positions.
2-WT/1285 Guided Inline Strain 3-Pole Structure 0 - 5º
5.7.58 | 2-WT/1285 | Pole, St 132kV Guyed Angle Strain 3-pole structure (0°-5°) 11.1m (includes 3 poles) (Bottom Attachment 9.6m) | ea |  |  |  | 0
5.7.59 |  | Pole, St 132kV Guyed Angle Strain 3-pole structure (0°-5°) 16.1m (includes 3 poles) (Bottom Attachment 14.6m) | ea |  |  |  | 0
5.7.60 |  | Pole, St 132kV Guyed Angle Strain 3-pole structure (0°-5°) 18.2m (includes 3 poles) (Bottom Attachment 16.7m) | ea |  |  |  | 0
5.7.61 |  | Pole, St 132kV Guyed Angle Strain 3-pole structure (0°-5°) 21.2m (includes 3 poles) (Bottom Attachment 19.7m) | ea |  |  |  | 0
5.7.62 |  | Pole, St 132kV Guyed Angle Strain 3-pole structure (0°-5°) 24.2m (includes 3 poles) (Bottom Attachment 22.7) | ea |  |  |  | 0
5.7 | Assembly and erection of all structures: VOLUME 3 PART 2 - Activity Stage 5.1, 5.2 & 5.3
Item | Reference Drawing | Description | Unit | Quantity | Material Rate | Labour Rate | Total
C |  | Line Construction
C.3 |  | Assembly and Erection of Structures
Include costs for safe stock-piling/ storage before transportation to pole / structure position. Transport to tower/pole position, assemble and erect the steel poles and lattice structures at specified positions.
2-WT/1286 Guided Strain 3-Pole Structure 5 - 90º
5.7.63 | 2-WT/1286 | Pole, St 132kV Guyed Angle Strain 3-pole structure (5°-90°) 11.1m (includes 3 poles) (Bottom Attachment 9.6m) | ea |  |  |  | 0
5.7.64 |  | Pole, St 132kV Guyed Angle Strain 3-pole structure (5°-90°) 16.1m (includes 3 poles) (Bottom Attachment 14.6m) | ea |  |  |  | 0
5.7.65 |  | Pole, St 132kV Guyed Angle Strain 3-pole structure (5°-90°) 18.2m (includes 3 poles) (Bottom Attachment 16.7m) | ea |  |  |  | 0
5.7.66 |  | Pole, St 132kV Guyed Angle Strain 3-pole structure (5°-90°) 21.2m (includes 3 poles) (Bottom Attachment 19.7m) | ea |  |  |  | 0
5.7.67 |  | Pole, St 132kV Guyed Angle Strain 3-pole structure (5°-90°) 24.2m (includes 3 poles) (Bottom Attachment 22.7) | ea |  |  |  | 0
5.7 | Assembly and erection of all structures: VOLUME 3 PART 2 - Activity Stage 5.1, 5.2 & 5.3
Chikadee / Kingbird Single Circuit Mono-Pole Structures D-DT-7611 Intermediate / Suspension D-DT-7615 Angle Strain 0 - 90º D-DT-7618 3-Pole Strain Structure 0 - 90º 2-WT/1213 3-Pole Terminal Structure 0 - 90º
Item | Reference Drawing | Description | Unit | Quantity | Material Rate | Labour Rate | Total
Include costs for safe stock-piling/ storage before transportation to pole / structure position. Transport to tower/pole position, assemble and erect the steel poles and lattice structures at specified positions.
D-DT-7611 Intermediate / Suspension
5.7.68 | D-DT-7611 | Pole, St 132kV Susp 20 m 23kN (Plant 2.6m, Bottom Att 13 m) | ea |  |  |  | 0
5.7.69 | D-DT-7611 | Pole, St 132kV Susp 21 m 23kN (Plant 2.7m, Bottom Att 13.9 m) | ea |  |  |  | 0
5.7.70 | D-DT-7611 | Pole, St 132kV Susp 22 m 23kN (Plant 2.8m, Bottom Att 14.8 m) | ea |  |  |  | 0
5.7.71 | D-DT-7611 | Pole, St 132kV Susp 22 m 23kN (Plant 2.9m, Bottom Att 15.7 m) | ea |  |  |  | 0
5.7.72 | D-DT-7611 | Pole, St 132kV Susp 22 m 23kN (Plant 3m, Bottom Att 16.6 m) | ea |  |  |  | 0
D-DT-7615 Angle Strain 0 - 90º
5.7.73 | D-DT-7615 | Pole, St 132kV Strain 0-90° 20 m (Bottom Attachement 13 m) | ea |  |  |  | 0
5.7.74 | D-DT-7615 | Pole, St 132kV Strain 0-90° 21 m (Bottom Attachement 14 m) | ea |  |  |  | 0
5.7.75 | D-DT-7615 | Pole, St 132kV Strain 0-90° 24 m (Bottom Attachement 17 m) | ea |  |  |  | 0
5.7.76 | D-DT-7615 | Pole, St 132kV Strain 0-90° 30 m (Bottom Attachement 23 m) | ea |  |  |  | 0
5.7 | Assembly and erection of all structures: VOLUME 3 PART 2 - Activity Stage 5.1, 5.2 & 5.3
Item | Reference Drawing | Description | Unit | Quantity | Material Rate | Labour Rate | Total
Include costs for safe stock-piling/ storage before transportation to pole / structure position. Transport to tower/pole position, assemble and erect the steel poles and lattice structures at specified positions.
D-DT-7618 3-Pole Strain Structure 0 - 90º
5.7.77 | D-DT-7618 | Pole, 3-Pole Strain Structure 0-90° 2 x 8 m and 1 x 10 m poles (Plant 1.6m, Bottom Attachement 6.2 m) | ea |  |  |  | 0
5.7.78 | D-DT-7618 | Pole, 3-Pole Strain Structure 0-90° 2 x 9 m and 1 x 11 m poles (Plant 1.7m, Bottom Attachement 7.1 m) | ea |  |  |  | 0
5.7.79 | D-DT-7618 | Pole, 3-Pole Strain Structure 0-90° 2 x 10 m and 1 x 12 m poles (Plant 1.8m, Bottom Attachement 8 m) | ea |  |  |  | 0
5.7.80 | D-DT-7618 | Pole, 3-Pole Strain Structure 0-90° 2 x 11 m and 1 x 13 m poles (Plant 1.9m, Bottom Attachement 8.9 m) | ea |  |  |  | 0
5.7.81 | D-DT-7618 | Pole, 3-Pole Strain Structure 0-90° 2 x 12 m and 1 x 14 m poles (Plant 2m, Bottom Attachement 9.8m) | ea |  |  |  | 0
5.7.82 | D-DT-7618 | Pole, 3-Pole Strain Structure 0-90° 2 x 13 m and 1 x 15 m poles (Plant 2.1m, Bottom Attachement 10.7m) | ea |  |  |  | 0
5.7.83 | D-DT-7618 | Pole, 3-Pole Strain Structure 0-90° 2 x 14 m and 1 x 16 m poles (Plant 2.2m, Bottom Attachement 11.6m) | ea |  |  |  | 0
5.7.84 | D-DT-7618 | Pole, 3-Pole Strain Structure 0-90° 2 x 15 m and 1 x 17 m poles (Plant 2.3m, Bottom Attachement 12.5m) | ea |  |  |  | 0
5.7.85 | D-DT-7618 | Pole, 3-Pole Strain Structure 0-90° 2 x 16 m and 1 x 18 m poles (Plant 2.4m, Bottom Attachement 13.4m) | ea |  |  |  | 0
5.7.86 | D-DT-7618 | Pole, 3-Pole Strain Structure 0-90° 2 x 17 m and 1 x 19 m poles (Plant 2.4m, Bottom Attachement 14.3m) | ea |  |  |  | 0
5.7.87 | D-DT-7618 | Pole, 3-Pole Strain Structure 0-90° 2 x 18 m and 1 x 20 m poles (Plant 2.6m, Bottom Attachement 15.2m) | ea |  |  |  | 0
5.7.88 | D-DT-7618 | Pole, 3-Pole Strain Structure 0-90° 2 x 19 m and 1 x 21 m poles (Plant 2.7m, Bottom Attachement 16.1m) | ea |  |  |  | 0
5.7 | Assembly and erection of all structures: VOLUME 3 PART 2 - Activity Stage 5.1, 5.2 & 5.3
Item | Reference Drawing | Description | Unit | Quantity | Material Rate | Labour Rate | Total
Include costs for safe stock-piling/ storage before transportation to pole / structure position. Transport to tower/pole position, assemble and erect the steel poles and lattice structures at specified positions.
2-WT-1213 3-Pole Terminal Structure
5.7.89 | 2-WT-1213 Sheet 3 & 4 | Pole, 3-Pole Term Structure 0-90° 3 x 11.6 poles (Plant 2m, Bottom Attachement 9.6m) | ea |  |  |  | 0
5.7.90 | 2-WT-1213 Sheet 3 & 4 | Pole, 3-Pole Term Structure 0-90° 3 x 12.6 poles (Plant 2m, Bottom Attachement 10.6m) | ea |  |  |  | 0
5.7.91 | 2-WT-1213 Sheet 3 & 4 | Pole, 3-Pole Term Structure 0-90° 3 x 13.6 poles (Plant 2m, Bottom Attachement 11.6m) | ea |  |  |  | 0
5.7.92 | 2-WT-1213 Sheet 3 & 4 | Pole, 3-Pole Term Structure 0-90° 3 x 14.6 poles (Plant 2m, Bottom Attachement 12.6m) | ea |  |  |  | 0
5.7.93 | 2-WT-1213 Sheet 3 & 4 | Pole, 3-Pole Term Structure 0-90° 3 x 15.6 poles (Plant 2m, Bottom Attachement 13.6m) | ea |  |  |  | 0
5.7.94 | 2-WT-1213 Sheet 3 & 4 | Pole, 3-Pole Term Structure 0-90° 3 x 16.6 poles (Plant 2m, Bottom Attachement 14.6m) | ea |  |  |  | 0
5.7.95 | 2-WT-1213 Sheet 3 & 4 | Pole, 3-Pole Term Structure 0-90° 3 x 17.6 poles (Plant 2m, Bottom Attachement 15.6m) | ea |  |  |  | 0
5.7 | Assembly and erection of all structures: VOLUME 3 PART 2 - Activity Stage 5.1, 5.2 & 5.3
Chikadee / Kingbird Single Circuit H-Pole Structure D-DT-7800 H-Pole Intermediate Structure 8m X-arm D-DT-7801 H-Pole Structure 8m X-Arm In-Line Strain 0-70kN Range D-DT-7802 H-Pole Structure 8m X-Arm In-Line Strain 70-120kN Range D-DT-7807 H-Pole Structure 8m X-Arm Terminal 0-120kN Range D-DT-7808 H-Pole Structure 8m X-Arm Terminal 70-120kN Range D-DT-7810 H-Pole Intermediate Structure 10m X-Arm D-DT-7811 H-Pole Structure 10m X-Arm In-Line Strain 0-70kN Range D-DT-7812 H-Pole Structure 10m X-Arm In-Line Strain 70-120kN Range D-DT-7817 H-Pole Structure 10m X-Arm Terminal 0-70kN Range D-DT-7818 H-Pole Structure 10m X-Arm Terminal 70-120kN Range
Item | Reference Drawing | Description | Unit | Quantity | Material Rate | Labour Rate | Total
Include costs for safe stock-piling/ storage before transportation to pole / structure position. Transport to tower/pole position, assemble and erect the steel poles and lattice structures at specified positions.
D-DT-7800 H-Pole Intermediate Structure 8m X-arm
5.7.96 | D-DT-7800 | Pole, H-Pole Intermediate Freestanding Structure 2 x 15.1 m poles and 8m or 10m crossarm (Plant 2.1m, Conductor Attachement 9.2m) | ea |  |  |  | 0
5.7.97 | D-DT-7800 | Pole, H-Pole Intermediate Freestanding Structure 2 x 16.1 m poles and 8m or 10m crossarm (Plant 2.2m, Conductor Attachement 10.1m) | ea |  |  |  | 0
5.7.98 | D-DT-7800 | Pole, H-Pole Intermediate Freestanding Structure 2 x 17.1 m poles and 8m or 10m crossarm (Plant 2.3m, Conductor Attachement 11.0m) | ea |  |  |  | 0
5.7.99 | D-DT-7800 | Pole, H-Pole Intermediate Freestanding Structure 2 x 18.1 m poles and 8m or 10m crossarm (Plant 2.4m, Conductor Attachement 12.0m) | ea |  |  |  | 0
5.7.100 | D-DT-7800 | Pole, H-Pole Intermediate Freestanding Structure 2 x 19.2 m poles and 8m or 10m crossarm (Plant 2.5m, Conductor Attachement 12.9m) | ea |  |  |  | 0
5.7.101 | D-DT-7800 | Pole, H-Pole Intermediate Freestanding Structure 2 x 20.1 m poles and 8m or 10m crossarm (Plant 2.6m, Conductor Attachement 13.7m) | ea |  |  |  | 0
5.7 | Assembly and erection of all structures: VOLUME 3 PART 2 - Activity Stage 5.1, 5.2 & 5.3
Item | Reference Drawing | Description | Unit |  | Material Rate | Labour Rate | Total
Include costs for safe stock-piling/ storage before transportation to pole / structure position. Transport to tower/pole position, assemble and erect the steel poles and lattice structures at specified positions.
D-DT-7801 H-Pole Structure 8m X-Arm In-Line Strain 0-70kN Range
5.7.101 | D-DT-7801 | Pole, In-Line Strain 2 x 15.1 m poles and 8m or 10m crossarm (Plant 2m, Bottom Attachement 10.6m) | ea |  |  |  | 0
5.7.102 | D-DT-7801 | Pole, In-Line Strain 2 x 16.1 m poles and 8m or 10m crossarm (Plant 2m, Bottom Attachement 11.6m) | ea |  |  |  | 0
5.7.103 | D-DT-7801 | Pole, In-Line Strain 2 x 17.1 m poles and 8m or 10m crossarm (Plant 2m, Bottom Attachement 12.6m) | ea |  |  |  | 0
5.7.104 | D-DT-7801 | Pole, In-Line Strain 2 x 18.1 m poles and 8m or 10m crossarm (Plant 2m, Bottom Attachement 13.7m) | ea |  |  |  | 0
5.7.105 | D-DT-7801 | Pole, In-Line Strain 2 x 19.2 m poles and 8m or 10m crossarm (Plant 2m, Bottom Attachement 14.7m) | ea |  |  |  | 0
5.7.106 | D-DT-7801 | Pole, In-Line Strain 2 x 20.1 m poles and 8m or 10m crossarm (Plant 2m, Bottom Attachement 15.6m) | ea |  |  |  | 0
5.7 | Assembly and erection of all structures: VOLUME 3 PART 2 - Activity Stage 5.1, 5.2 & 5.3
Item | Reference Drawing | Description | Unit | Quantity | Material Rate | Labour Rate | Total
Include costs for safe stock-piling/ storage before transportation to pole / structure position. Transport to tower/pole position, assemble and erect the steel poles and lattice structures at specified positions.
D-DT-7802 H-Pole Structure 8m X-Arm In-Line Strain 70-120kN Range
5.7.107 | D-DT-7802 | Pole, In-Line Strain 2 x 15.1 m poles and 8m or 10m crossarm (Plant 2m, Bottom Attachement 10.6m) | ea |  |  |  | 0
5.7.108 | D-DT-7802 | Pole, In-Line Strain 2 x 16.1 m poles and 8m or 10m crossarm (Plant 2m, Bottom Attachement 11.6m) | ea |  |  |  | 0
5.7.109 | D-DT-7802 | Pole, In-Line Strain 2 x 17.1 m poles and 8m or 10m crossarm (Plant 2m, Bottom Attachement 12.6m) | ea |  |  |  | 0
5.7.110 | D-DT-7802 | Pole, In-Line Strain 2 x 18.1 m poles and 8m or 10m crossarm (Plant 2m, Bottom Attachement 13.7m) | ea |  |  |  | 0
5.7.111 | D-DT-7802 | Pole, In-Line Strain 2 x 19.2 m poles and 8m or 10m crossarm (Plant 2m, Bottom Attachement 14.7m) | ea |  |  |  | 0
5.7.112 | D-DT-7802 | Pole, In-Line Strain 2 x 20.1 m poles and 8m or 10m crossarm (Plant 2m, Bottom Attachement 15.6m) | ea |  |  |  | 0
5.7 | Assembly and erection of all structures: VOLUME 3 PART 2 - Activity Stage 5.1, 5.2 & 5.3
Item | Reference Drawing | Description | Unit | Quantity | Material Rate | Labour Rate | Total
Include costs for safe stock-piling/ storage before transportation to pole / structure position. Transport to tower/pole position, assemble and erect the steel poles and lattice structures at specified positions.
D-DT-7807 H-Pole Structure 8m X-Arm Terminal 0-120kN Range
5.7.113 | D-DT-7807 | Pole, H-Pole Term Structure 0-90° 2 x 15.1 m poles and 8m or 10m crossarm (Plant 2m, Bottom Attachement 10.6m) | ea |  |  |  | 0
5.7.114 | D-DT-7807 | Pole, H-Pole Term Structure 0-90° 2 x 16.1 m poles and 8m or 10m crossarm (Plant 2m, Bottom Attachement 11.6m) | ea |  |  |  | 0
5.7.115 | D-DT-7807 | Pole, H-Pole Term Structure 0-90° 2 x 17.1 m poles and 8m or 10m crossarm (Plant 2m, Bottom Attachement 12.6m) | ea |  |  |  | 0
5.7.116 | D-DT-7807 | Pole, H-Pole Term Structure 0-90° 2 x 18.2 m poles and 8m or 10m crossarm (Plant 2m, Bottom Attachement 13.7m) | ea |  |  |  | 0
5.7.117 | D-DT-7807 | Pole, H-Pole Term Structure 0-90° 2 x 19.2 m poles and 8m or 10m crossarm (Plant 2m, Bottom Attachement 14.7m) | ea |  |  |  | 0
5.7.118 | D-DT-7807 | Pole, H-Pole Term Structure 0-90° 2 x 20.1 m poles and 8m or 10m crossarm (Plant 2m, Bottom Attachement 15.6m) | ea |  |  |  | 0
5.7 | Assembly and erection of all structures: VOLUME 3 PART 2 - Activity Stage 5.1, 5.2 & 5.3
Item | Reference Drawing | Description | Unit | Quantity | Material Rate | Labour Rate | Total
Include costs for safe stock-piling/ storage before transportation to pole / structure position. Transport to tower/pole position, assemble and erect the steel poles and lattice structures at specified positions.
D-DT-7808 H-Pole Structure 8m X-Arm Terminal 70-120kN Range
5.7.119 | D-DT-7808 | Pole, H-Pole Term Structure 0-90° 2 x 15.1 m poles and 8m or 10m crossarm (Plant 2m, Bottom Attachement 10.6m) | ea |  |  |  | 0
5.7.120 | D-DT-7808 | Pole, H-Pole Term Structure 0-90° 2 x 16.1 m poles and 8m or 10m crossarm (Plant 2m, Bottom Attachement 11.6m) | ea |  |  |  | 0
5.7.121 | D-DT-7808 | Pole, H-Pole Term Structure 0-90° 2 x 17.1 m poles and 8m or 10m crossarm (Plant 2m, Bottom Attachement 12.6m) | ea |  |  |  | 0
5.7.122 | D-DT-7808 | Pole, H-Pole Term Structure 0-90° 2 x 18.2 m poles and 8m or 10m crossarm (Plant 2m, Bottom Attachement 13.7m) | ea |  |  |  | 0
5.7.123 | D-DT-7808 | Pole, H-Pole Term Structure 0-90° 2 x 19.2 m poles and 8m or 10m crossarm (Plant 2m, Bottom Attachement 14.7m) | ea |  |  |  | 0
5.7.124 | D-DT-7808 | Pole, H-Pole Term Structure 0-90° 2 x 20.1 m poles and 8m or 10m crossarm (Plant 2m, Bottom Attachement 15.6m) | ea |  |  |  | 0
5.7 | Assembly and erection of all structures: VOLUME 3 PART 2 - Activity Stage 5.1, 5.2 & 5.3
Item | Reference Drawing | Description | Unit | Quantity | Material Rate | Labour Rate | Total
Include costs for safe stock-piling/ storage before transportation to pole / structure position. Transport to tower/pole position, assemble and erect the steel poles and lattice structures at specified positions.
D-DT-7810 H-Pole Intermediate Structure 10m X-Arm
5.7.124 | D-DT-7810 | Pole, H-Pole Intermediate Freestanding Structure 2 x 15.1 m poles and 8m or 10m crossarm (Plant 2.1m, Conductor Attachement 9.2m) | ea |  |  |  | 0
5.7.125 | D-DT-7810 | Pole, H-Pole Intermediate Freestanding Structure 2 x 16.1 m poles and 8m or 10m crossarm (Plant 2.2m, Conductor Attachement 10.1m) | ea |  |  |  | 0
5.7.126 | D-DT-7810 | Pole, H-Pole Intermediate Freestanding Structure 2 x 17.1 m poles and 8m or 10m crossarm (Plant 2.3m, Conductor Attachement 11.0m) | ea |  |  |  | 0
5.7.127 | D-DT-7810 | Pole, H-Pole Intermediate Freestanding Structure 2 x 18.1 m poles and 8m or 10m crossarm (Plant 2.4m, Conductor Attachement 12.0m) | ea |  |  |  | 0
5.7.128 | D-DT-7810 | Pole, H-Pole Intermediate Freestanding Structure 2 x 19.2 m poles and 8m or 10m crossarm (Plant 2.5m, Conductor Attachement 12.9m) | ea |  |  |  | 0
5.7.129 | D-DT-7810 | Pole, H-Pole Intermediate Freestanding Structure 2 x 20.1 m poles and 8m or 10m crossarm (Plant 2.6m, Conductor Attachement 13.7m) | ea |  |  |  | 0
5.7 | Assembly and erection of all structures: VOLUME 3 PART 2 - Activity Stage 5.1, 5.2 & 5.3
Item | Reference Drawing | Description | Unit | Quantity | Material Rate | Labour Rate | Total
Include costs for safe stock-piling/ storage before transportation to pole / structure position. Transport to tower/pole position, assemble and erect the steel poles and lattice structures at specified positions.
D-DT-7811 H-Pole Structure 10m X-Arm In-Line Strain 0-70kN Range
5.7.129 | D-DT-7811 | Pole, In-Line Strain 2 x 16.1 m poles and 8m or 10m crossarm (Plant 2m, Bottom Attachement 11.6m) | ea |  |  |  | 0
5.7.130 | D-DT-7811 | Pole, In-Line Strain 2 x 17.1 m poles and 8m or 10m crossarm (Plant 2m, Bottom Attachement 12.6m) | ea |  |  |  | 0
5.7.131 | D-DT-7811 | Pole, In-Line Strain 2 x 18.1 m poles and 8m or 10m crossarm (Plant 2m, Bottom Attachement 13.7m) | ea |  |  |  | 0
5.7.132 | D-DT-7811 | Pole, In-Line Strain 2 x 19.2 m poles and 8m or 10m crossarm (Plant 2m, Bottom Attachement 14.7m) | ea |  |  |  | 0
5.7.133 | D-DT-7811 | Pole, In-Line Strain 2 x 20.1 m poles and 8m or 10m crossarm (Plant 2m, Bottom Attachement 15.6m) | ea |  |  |  | 0
D-DT-7812 H-Pole Structure 10m X-Arm In-Line Strain 70-120kN Range
5.7.134 | D-DT-7812 | Pole, In-Line Strain 2 x 16.1 m poles and 8m or 10m crossarm (Plant 2m, Bottom Attachement 11.6m) | ea |  |  |  | 0
5.7.135 | D-DT-7812 | Pole, In-Line Strain 2 x 17.1 m poles and 8m or 10m crossarm (Plant 2m, Bottom Attachement 12.6m) | ea |  |  |  | 0
5.7.136 | D-DT-7812 | Pole, In-Line Strain 2 x 18.1 m poles and 8m or 10m crossarm (Plant 2m, Bottom Attachement 13.7m) | ea |  |  |  | 0
5.7.137 | D-DT-7812 | Pole, In-Line Strain 2 x 19.2 m poles and 8m or 10m crossarm (Plant 2m, Bottom Attachement 14.7m) | ea |  |  |  | 0
5.7.138 | D-DT-7812 | Pole, In-Line Strain 2 x 20.1 m poles and 8m or 10m crossarm (Plant 2m, Bottom Attachement 15.6m) | ea |  |  |  | 0
5.7 | Assembly and erection of all structures: VOLUME 3 PART 2 - Activity Stage 5.1, 5.2 & 5.3
Item | Reference Drawing | Description | Unit | Quantity | Material Rate | Labour Rate | Total
Include costs for safe stock-piling/ storage before transportation to pole / structure position. Transport to tower/pole position, assemble and erect the steel poles and lattice structures at specified positions.
D-DT-7817 H-Pole Structure 10m X-Arm Terminal 0-70kN Range
5.7.139 | D-DT-7817 | Pole, H-Pole Term Structure 0-90° 2 x 15.1 m poles and 8m or 10m crossarm (Plant 2m, Bottom Attachement 10.6m) | ea |  |  |  | 0
5.7.140 | D-DT-7817 | Pole, H-Pole Term Structure 0-90° 2 x 16.1 m poles and 8m or 10m crossarm (Plant 2m, Bottom Attachement 11.6m) | ea |  |  |  | 0
5.7.141 | D-DT-7817 | Pole, H-Pole Term Structure 0-90° 2 x 17.1 m poles and 8m or 10m crossarm (Plant 2m, Bottom Attachement 12.6m) | ea |  |  |  | 0
5.7.142 | D-DT-7817 | Pole, H-Pole Term Structure 0-90° 2 x 18.2 m poles and 8m or 10m crossarm (Plant 2m, Bottom Attachement 13.7m) | ea |  |  |  | 0
5.7.143 | D-DT-7817 | Pole, H-Pole Term Structure 0-90° 2 x 19.2 m poles and 8m or 10m crossarm (Plant 2m, Bottom Attachement 14.7m) | ea |  |  |  | 0
5.7.144 | D-DT-7817 | Pole, H-Pole Term Structure 0-90° 2 x 20.1 m poles and 8m or 10m crossarm (Plant 2m, Bottom Attachement 15.6m) | ea |  |  |  | 0
5.7 | Assembly and erection of all structures: VOLUME 3 PART 2 - Activity Stage 5.1, 5.2 & 5.3
Item | Reference Drawing | Description | Unit | Quantity | Material Rate | Labour Rate | Total
Include costs for safe stock-piling/ storage before transportation to pole / structure position. Transport to tower/pole position, assemble and erect the steel poles and lattice structures at specified positions.
D-DT-7808 H-Pole Structure 8m X-Arm Terminal 70-120kN Range
5.7.145 | D-DT-7818 | Pole, H-Pole Term Structure 0-90° 2 x 16.1 m poles and 8m or 10m crossarm (Plant 2m, Bottom Attachement 11.6m) | ea |  |  |  | 0
5.7.146 | D-DT-7818 | Pole, H-Pole Term Structure 0-90° 2 x 17.1 m poles and 8m or 10m crossarm (Plant 2m, Bottom Attachement 12.6m) | ea |  |  |  | 0
5.7.147 | D-DT-7818 | Pole, H-Pole Term Structure 0-90° 2 x 18.2 m poles and 8m or 10m crossarm (Plant 2m, Bottom Attachement 13.7m) | ea |  |  |  | 0
5.7.148 | D-DT-7818 | Pole, H-Pole Term Structure 0-90° 2 x 19.2 m poles and 8m or 10m crossarm (Plant 2m, Bottom Attachement 14.7m) | ea |  |  |  | 0
5.7.149 | D-DT-7818 | Pole, H-Pole Term Structure 0-90° 2 x 20.1 m poles and 8m or 10m crossarm (Plant 2m, Bottom Attachement 15.6m) | ea |  |  |  | 0
5.8 | Assembly and installation of stay assemblies: VOLUME 3 PART 2 - Activity Stage 5.1, 5.2 & 5.3
Item | Reference Drawing | Description | Unit | Quantity | Material Rate | Labour Rate | Total
Transport to each stay position, install and dispose excess material complete stay assemblies:
19/2.65 1100MPa 115kN Steel Wire Stay assemblies:
5.8.1 | D-DT-7325s2 | Transport material to site and install complete 19/2.65 1100MPa 115kN Steel Wire Stay assembly. | ea |  |  |  | 0
Temporary Stays: 19/2.65 1100MPa 115kN Steel Wire Stay rod and assemblies:
5.8.2 |  | Transport material to site and install complete 115kN temporary stay assembly. | ea |  | cost plus 10% |  | 0
5.8.3 |  | Complete removal all temporary stays after completion of stringing activities and re-instate sites. | ea |  | cost plus 10% |  | 0
16mm 1400MPa 215kN Steel Rope Stay assemblies:
5.8.4 | 2-WT/1288 | Transport material to site and install complete 16mm 1400MPa 215kN Steel Rope Stay assembly. | ea |  |  |  | 0
Temporary Stays: 16mm 1400MPa 215kN Steel Rope Stay rod and assemblies:
5.8.5 |  | Transport material to site and install complete 215kN temporary stay assembly. | ea |  | cost plus 10% |  | 0
5.8.6 |  | Complete removal all temporary stays after completion of stringing activities and re-instate sites. | ea |  | cost plus 10% |  | 0
19mm 1400MPa 272kN Steel Rope Stay assemblies:
5.8.7 | 2-WT/1299 | Transport material to site and install complete 19mm 1400MPa 272kN Steel Rope Stay assembly. | ea |  |  |  | 0
Temporary Stays: 16mm 1400MPa 272kN Steel Rope Stay rod and assemblies:
5.8.8 |  | Transport material to site and install complete 272kN temporary stay assembly. | ea |  | cost plus 10% |  | 0
5.8.9 |  | Complete removal all temporary stays after completion of stringing activities and re-instate sites. | ea |  | cost plus 10% |  | 0
Activity Stage 6: Power Line Earthing
NOTE: Although the additional earthing is catered for in this quotation, only the actual installed additional earthing will be invoiced. All soil resistivity tests and earth electrod resistance tests and results will be monitored by the Clerk of works and will be submitted to the engineer. Should the soil conditions be such that the installation of additional earthing does not adequately remedy the tower footing resistance, the engineer should be contacted immediately. Install and bond the following tower earthing for the structures:
The earth electrode material will be provided by Eskom. Quote on soil to be imported in the material column.
Note: Earths must be installed and towers must be connected to each other before the concrete cap is casted. The Cu strap should thus be encased in the concrete cap.
6.1 | Transport and installation of power line structure earthing: VOLUME 3 PART 2 - Activity Stage 6.1
Item | Reference Drawing | Description | Unit | Quantity | Material Rate | Labour Rate | Total
Excavate, barricade, dispose of excavated material, supply and transport to pole position imported soil material, transport earthing material and install complete earthing in soil TYPE 1 on the following structures:
6.1.1 | SCSASABF9 | Bond the 3-Poles of the terminal structures together and to the substation earth mat by using 50 x 3mm flat Cu strap buried 1m deep, including excavation, supply, installation and backfilling. | m |  |  |  | 0
6.1.2 | SCSASABF9 | Bond the 3 poles of 3-Pole structures to each other by using 50 x 3mm flat Cu strap buried 1m deep, including excavation, supply, installation and backfilling. | m |  |  |  | 0
6.1.3 | SCSASABF9 | Install a 40 x 3 mm galvanised steel strap within each lattice tower foundation to connect the steel stub to the foundation re-inforcement | ea |  |  |  | 0
6.1.4 | SCSASABF9 | Install 25mm² Bare Conductor for counterpoise earthing of towers. Install a 15m radial counterpoises at each tower leg until the tower footing resistance is below 20Ω | m |  |  |  | 0
6.1.5 | SCSASABF9 | Install 10mm copper claded steel for counterpoise earthing of towers. Install a 15m radial counterpoises at each tower leg until the tower footing resistance is below 20Ω | m |  |  |  | 0
6.1 | Transport and installation of power line structure earthing: VOLUME 3 PART 2 - Activity Stage 6.1
Item | Reference Drawing | Description | Unit | Quantity | Material Rate | Labour Rate | Total
Excavate, barricade, dispose of excavated material, supply and transport to pole position imported soil material, transport earthing material and install complete earthing in soil TYPE 1 on the following structures:
6.1.6 | 2-WT/763 D-DT-0642 | Excavate, install complete 3 point star earth electrode | ea |  |  |  | 0
6.1.7 |  | Excavate, install 1.6m x 16mm dia coper claded singel spike earth electrode | ea |  |  |  | 0
6.1.8 |  | Backfill and compact earth spike holes, with 1:3 Agricultural gypsum/top soil mixture | m³ |  |  |  | 0
6.1.9 |  | Backfill and compact first ±100mm thick layer in earth trenches, with 1:3 Agricultural gypsum/top soil mixture, around earth rod | m³ |  |  |  | 0
6.1.10 |  | Backfill and compact top layers in earth trenches, with excavated top soil material | m³ |  |  |  | 0
6.1 | Transport and installation of power line structure earthing: VOLUME 3 PART 2 - Activity Stage 6.1
Item | Reference Drawing | Description | Unit | Quantity | Material Rate | Labour Rate | Total
Excavate, barricade, dispose of excavated material, supply and transport to pole position imported soil material, transport earthing material and install complete earthing in soil TYPE 2 on the following structures:
6.1.11 | SCSASABF9 | Bond the 3-Poles of the terminal structures together and to the substation earth mat by using 50 x 3mm flat Cu strap buried 1m deep, including excavation, supply, installation and backfilling. | m |  |  |  | 0
6.1.12 | SCSASABF9 | Bond the 3 poles of 3-Pole structures to each other by using 50 x 3mm flat Cu strap buried 1m deep, including excavation, supply, installation and backfilling. | m |  |  |  | 0
6.1.13 | SCSASABF9 | Install a 40 x 3 mm galvanised steel strap within each lattice tower foundation to connect the steel stub to the foundation re-inforcement | ea |  |  |  | 0
6.1.14 | SCSASABF9 | Install 25mm² Bare Conductor for counterpoise earthing of towers. Install a 15m radial counterpoises at each tower leg until the tower footing resistance is below 20Ω | m |  |  |  | 0
6.1.15 | SCSASABF9 | Install 10mm copper claded steel for counterpoise earthing of towers. Install a 15m radial counterpoises at each tower leg until the tower footing resistance is below 20Ω | m |  |  |  | 0
6.1.16 | 2-WT/763 D-DT-0642 | Excavate, install complete 3 point star earth electrode | ea |  |  |  | 0
6.1.17 |  | Excavate, install 1.6m x 16mm dia coper claded singel spike earth electrode | ea |  |  |  | 0
6.1.18 |  | Backfill and compact earth spike holes, with 1:3 Agricultural gypsum/top soil mixture |  |  |  |  | 0
6.1.19 |  | Backfill and compact first ±100mm thick layer in earth trenches, with 1:3 Agricultural gypsum/top soil mixture, around earth rod |  |  |  |  | 0
6.1.20 |  | Backfill and compact top layers in earth trenches, with excavated top soil material | m³ |  |  |  | 0
6.1 | Transport and installation of power line structure earthing: VOLUME 3 PART 2 - Activity Stage 6.1
Item | Reference Drawing | Description | Unit | Quantity | Material Rate | Labour Rate | Total
Excavate, barricade, dispose of excavated material, supply and transport to pole position imported soil material, transport earthing material and install complete earthing in soil TYPE 3 on the following structures:
6.1.21 | SCSASABF9 | Bond the 3-Poles of the terminal structures together and to the substation earth mat by using 50 x 3mm flat Cu strap buried 1m deep, including excavation, supply, installation and backfilling. | m |  |  |  | 0
6.1.22 | SCSASABF9 | Bond the 3 poles of 3-Pole structures to each other by using 50 x 3mm flat Cu strap buried 1m deep, including excavation, supply, installation and backfilling. | m |  |  |  | 0
6.1.23 | SCSASABF9 | IInstall a 40 x 3 mm galvanised steel strap within each lattice tower foundation to connect the steel stub to the foundation re-inforcement | ea |  |  |  | 0
6.1.24 | SCSASABF9 | Install 25mm² Bare Conductor for counterpoise earthing of towers. Install a 15m radial counterpoises at each tower leg until the tower footing resistance is below 20Ω | m |  |  |  | 0
6.1.25 | SCSASABF9 | Install 10mm copper claded steel for counterpoise earthing of towers. Install a 15m radial counterpoises at each tower leg until the tower footing resistance is below 20Ω | m |  |  |  | 0
6.1.26 | 2-WT/763 D-DT-0642 | Excavate, install complete 3 point star earth electrode | ea |  |  |  | 0
6.1.27 |  | Excavate, install 1.6m x 16mm dia coper claded singel spike earth electrode | ea |  |  |  | 0
6.1.28 |  | Backfill and compact earth spike holes, with 1:3 Agricultural gypsum/top soil mixture |  |  |  |  | 0
6.1.29 |  | Backfill and compact first ±100mm thick layer in earth trenches, with 1:3 Agricultural gypsum/top soil mixture, around earth rod |  |  |  |  | 0
6.1.30 |  | Backfill and compact top layers in earth trenches, with excavated top soil material | m³ |  |  |  | 0
6.1 | Transport and installation of power line structure earthing: VOLUME 3 PART 2 - Activity Stage 6.1
Item | Reference Drawing | Description | Unit | Quantity | Material Rate | Labour Rate | Total
Excavate, barricade, dispose of excavated material, supply and transport to pole position imported soil material, transport earthing material and install complete earthing in soil TYPE 4 on the following structures:
6.1.31 | SCSASABF9 | Bond the 3-Poles of the terminal structures together and to the substation earth mat by using 50 x 3mm flat Cu strap buried 1m deep, including excavation, supply, installation and backfilling. | m |  |  |  | 0
6.1.32 | SCSASABF9 | Bond the 3 poles of 3-Pole structures to each other by using 50 x 3mm flat Cu strap buried 1m deep, including excavation, supply, installation and backfilling. | m |  |  |  | 0
6.1.33 | SCSASABF9 | Install a 40 x 3 mm galvanised steel strap within each lattice tower foundation to connect the steel stub to the foundation re-inforcement | ea |  |  |  | 0
6.1.34 | SCSASABF9 | Install 25mm² Bare Conductor for counterpoise earthing of towers. Install a 15m radial counterpoises at each tower leg until the tower footing resistance is below 20Ω | m |  |  |  | 0
6.1.35 | SCSASABF9 | Install 10mm copper claded steel for counterpoise earthing of towers. Install a 15m radial counterpoises at each tower leg until the tower footing resistance is below 20Ω | m |  |  |  | 0
6.1.36 | 2-WT/763 D-DT-0642 | Excavate, install complete 3 point star earth electrode | ea |  |  |  | 0
6.1.37 |  | Excavate, install 1.6m x 16mm dia coper claded singel spike earth electrode | ea |  |  |  | 0
6.1.38 |  | Backfill and compact earth spike holes, with 1:3 Agricultural gypsum/top soil mixture |  |  |  |  | 0
6.1.39 |  | Backfill and compact first ±100mm thick layer in earth trenches, with 1:3 Agricultural gypsum/top soil mixture, around earth rod |  |  |  |  | 0
6.1.40 |  | Backfill and compact top layers in earth trenches, with excavated top soil material | m³ |  |  |  | 0
6.1 | Transport and installation of power line structure earthing: VOLUME 3 PART 2 - Activity Stage 6.1
Item | Reference Drawing | Description | Unit | Quantity | Material Rate | Labour Rate | Total
Excavate, barricade, dispose of excavated material, supply and transport to pole position imported soil material, transport earthing material and install complete earthing in soil TYPE SOFT ROCK on the following structures:
6.1.41 | SCSASABF9 | Bond the 3-Poles of the terminal structures together and to the substation earth mat by using 50 x 3mm flat Cu strap buried 1m deep, including excavation, supply, installation and backfilling. | m |  |  |  | 0
6.1.42 | SCSASABF9 | Bond the 3 poles of 3-Pole structures to each other by using 50 x 3mm flat Cu strap buried 1m deep, including excavation, supply, installation and backfilling. | m |  |  |  | 0
6.1.43 | SCSASABF9 | Install a 40 x 3 mm galvanised steel strap within each lattice tower foundation to connect the steel stub to the foundation re-inforcement | ea |  |  |  | 0
6.1.44 | SCSASABF9 | Install 25mm² Bare Conductor for counterpoise earthing of towers. Install a 15m radial counterpoises at each tower leg until the tower footing resistance is below 20Ω | m |  |  |  | 0
1470 | SCSASABF9 | Install 10mm copper claded steel for counterpoise earthing of towers. Install a 15m radial counterpoises at each tower leg until the tower footing resistance is below 20Ω | m |  |  |  | 0
6.1.46 | 2-WT/763 D-DT-0642 | Excavate, install complete 3 point star earth electrode | ea |  |  |  | 0
6.1.47 |  | Excavate, install 1.6m x 16mm dia coper claded singel spike earth electrode | ea |  |  |  | 0
6.1.48 |  | Backfill and compact earth spike holes, with 1:3 Agricultural gypsum/top soil mixture |  |  |  |  | 0
6.1.49 |  | Backfill and compact first ±100mm thick layer in earth trenches, with 1:3 Agricultural gypsum/top soil mixture, around earth rod |  |  |  |  | 0
6.1.50 |  | Backfill and compact top layers in earth trenches, with excavated top soil material | m³ |  |  |  | 0
6.1 | Transport and installation of power line structure earthing: VOLUME 3 PART 2 - Activity Stage 6.1
Item | Reference Drawing | Description | Unit | Quantity | Material Rate | Labour Rate | Total
Excavate, barricade, dispose of excavated material, supply and transport to pole position imported soil material, transport earthing material and install complete earthing in soil TYPE HARD ROCK on the following structures:
6.1.51 | SCSASABF9 | Bond the 3-Poles of the terminal structures together and to the substation earth mat by using 50 x 3mm flat Cu strap buried 1m deep, including excavation, supply, installation and backfilling. | m |  |  |  | 0
6.1.52 | SCSASABF9 | Bond the 3 poles of 3-Pole structures to each other by using 50 x 3mm flat Cu strap buried 1m deep, including excavation, supply, installation and backfilling. | m |  |  |  | 0
6.1.53 | SCSASABF9 | Install a 40 x 3 mm galvanised steel strap within each lattice tower foundation to connect the steel stub to the foundation re-inforcement | ea |  |  |  | 0
6.1.54 | SCSASABF9 | Install 25mm² Bare Conductor for counterpoise earthing of towers. Install a 15m radial counterpoises at each tower leg until the tower footing resistance is below 20Ω | m |  |  |  | 0
6.1.55 | SCSASABF9 | Install 10mm copper claded steel for counterpoise earthing of towers. Install a 15m radial counterpoises at each tower leg until the tower footing resistance is below 20Ω | m |  |  |  | 0
6.1.56 | 2-WT/763 D-DT-0642 | Excavate, install complete 3 point star earth electrode | ea |  |  |  | 0
6.1.57 |  | Excavate, install 1.6m x 16mm dia coper claded singel spike earth electrode | ea |  |  |  | 0
6.1.58 |  | Backfill and compact earth spike holes, with 1:3 Agricultural gypsum/top soil mixture |  |  |  |  | 0
268 |  | Backfill and compact first ±100mm thick layer in earth trenches, with 1:3 Agricultural gypsum/top soil mixture, around earth rod | m³ |  |  |  | 0
6.1.60 |  | Backfill and compact top layers in earth trenches, with excavated top soil material | m³ |  |  |  | 0
6.1 | Transport and installation of power line structure earthing: VOLUME 3 PART 2 - Activity Stage 6.1
Item | Reference Drawing | Description | Unit | Quantity | Material Rate | Labour Rate | Total
Extra-over Items for C.2: (Rates are only for excavation of the earth electrode trenches)
6.1.61 |  | Intermediate material excavation | m3 |  |  |  | 0
6.1.62 |  | Hard Rock excavation | m3 |  |  |  | 0
6.1.63 |  | Boulder excavation - Class A | m3 |  |  |  | 0
6.1.64 |  | Boulder excavation - Class B | m3 |  |  |  | 0
6.1.65 |  | Backfill soil 1:3 Agricultural gypsum/top soil mixture | m3 |  |  |  | 0
6.1.66 |  | Backfill Type 2 soil soil | m3 |  |  |  | 0
6.2 | Measure Structure Footing Resistanse and Record: VOLUME 3 PART 2 - Activity Stage 6.2
Item | Reference Drawing | Description | Unit | Quantity | Material Rate | Labour Rate | Total
Measure structure footing resistances, with installed additional/counter poise earthing systems
6.2.1 |  | Measure all suspension and strain structure footing resistances | ea |  |  |  | 0
6.2.2 |  | Measure all resistances of additional electrodes | ea |  |  |  | 0
6.2.3 |  | Submission of "Structure Footing Resistance" test results for approval | ea |  |  |  | 0
Activity Stage 7: Dressing of Structures
Dressing include the transport to specific tower/pole position and installation of phase & earth wire hardware assemblies and anti climbing devices for the following structures:
7.1 | Dressing of Structures: VOLUME 3 PART 2 - Activity Stage 7.1
Item | Reference Drawing | Description | Unit | Quantity | Material Rate | Labour Rate | Total
Intermediate Suspension Lattice Structures 247A
7.1.1 | 247A 2-WT/1414s2 | 247A 0 degree suspension structure, 132kV lattice steel. 14.1m CAH | ea |  |  |  | 0
7.1.2 | 247A 2-WT/1414s2 | 247A 0 degree suspension structure, 132kV lattice steel. 17.1m CAH | ea |  |  |  | 0
7.1.3 | 247A 2-WT/1414s2 | 247A 0 degree suspension structure, 132kV lattice steel. 18.1m CAH | ea |  |  |  | 0
7.1.4 | 247A 2-WT/1414s2 | 247A 0 degree suspension structure, 132kV lattice steel. 19.1m CAH | ea |  |  |  | 0
0-30 degree Strain Lattice Structures 247B
7.1.5 | 247B 2-WT/1292s2 | 247B 0-40 degree strain structure, 132kV lattice steel. 14.1m CAH | ea |  |  |  | 0
7.1.6 | 247B 2-WT/1292s2 | 247B 0-40 degree strain structure, 132kV lattice steel. 17.1m CAH | ea |  |  |  | 0
7.1.7 | 247B 2-WT/1292s2 | 247B 0-40 degree strain structure, 132kV lattice steel. 19.1m CAH | ea |  |  |  | 0
40-90 degree Strain Lattice Structures 247C
7.1.8 | 247C 2-WT/1292s2 | 247C 40-90 degree strain structure, 132kV lattice steel. 14.1m CAH | ea |  |  |  | 0
7.1.9 | 247C 2-WT/1292s2 | 247C 40-90 degree strain structure, 132kV lattice steel. 17.1m CAH | ea |  |  |  | 0
7.1.10 | 247C 2-WT/1292s2 | 247C 40-90 degree strain structure, 132kV lattice steel. 19.1m CAH | ea |  |  |  | 0
0-40 degree Terminal Lattice Structures 247C
7.1.11 | 247C terminal 2-WT/1292s2 | 2-WT/1292s2 | ea |  |  |  | 0
7.1 | Dressing of Structures: VOLUME 3 PART 2 - Activity Stage 7.1
Dressing include the transport to specific tower/pole position and installation of phase & earth wire hardware assemblies and anti climbing devices for the following structures:
Item | Reference Drawing | Description | Unit | Quantity | Material Rate | Labour Rate | Total
258C Intermediate Suspension Braced Double Circuit Structures
7.1.12 | 258C 2-WT/1291s1 | Structure 258C Intermediate 0⁰ H-Structure 132kV Twin Tern 20m (Bottom Attachment 11.2m) | ea |  |  |  | 0
7.1.13 | 258C 2-WT/1291s1 | Structure 258C Intermediate 0⁰ H-Structure 132kV Twin Tern 22m (Bottom Attachment 13.2m) | ea |  |  |  | 0
7.1.14 | 258C 2-WT/1291s1 | Structure 258C Intermediate 0⁰ H-Structure 132kV Twin Tern 24m (Bottom Attachment 15.2m) | ea |  |  |  | 0
7.1 | Dressing of Structures: VOLUME 3 PART 2 - Activity Stage 7.1
Dressing include the transport to specific tower/pole position and installation of phase & earth wire hardware assemblies and anti climbing devices for the following structures:
Item | Reference Drawing | Description | Unit | Quantity | Material Rate | Labour Rate | Total
2-WT/15049 Intermediate 0 - 2º Suspension Mono-Pole Double Circuit Structures
7.1.15 | 2-WT/15049 2-WT/1291s1 | Pole, Int (0°-2°) Double Circuit Twin Tern Conductor 20m (Plant 2.6m - Bottom Attachement 10.5m) | ea |  |  |  | 0
7.1.16 | 2-WT/15049 2-WT/1291s1 | Pole, Int (0°-2°) Double Circuit Twin Tern Conductor 22m (Plant 2.8m - Bottom Attachement 12.4m) | ea |  |  |  | 0
7.1.17 | 2-WT/15049 2-WT/1291s1 | Pole, Int (0°-2°) Double Circuit Twin Tern Conductor 24m (Plant 3m - Bottom Attachement 14.2m) | ea |  |  |  | 0
7.1.18 | 2-WT/15049 2-WT/1291s1 | Pole, Int (0°-2°) Double Circuit Twin Tern Conductor 26m (Plant 3.2m - Bottom Attachement 16.0m) | ea |  |  |  | 0
7.1.19 | 2-WT/15049 2-WT/1291s1 | Pole, Int (0°-2°) Double Circuit Twin Tern Conductor 28m (Plant 3.4m - Bottom Attachement 17.8m) | ea |  |  |  | 0
7.1.20 | 2-WT/15049 2-WT/1291s1 | Pole, Int (0°-2°) Double Circuit Twin Tern Conductor 30m (Plant 3.6m - Bottom Attachement 19.6m) | ea |  |  |  | 0
7.1 | Dressing of Structures: VOLUME 3 PART 2 - Activity Stage 7.1
Dressing include the transport to specific tower/pole position and installation of phase & earth wire hardware assemblies and anti climbing devices for the following structures:
Twin Kingbird/Bersfort Single Circuit Mono-Pole Structures 2-WT/1294 Intermediate 0 - 2º Suspension 2-WT/1295 Strain 2º - 90º 2-WT/1296 Angle Strain 3-Pole 2º-90º 2-WT/1297 3-Pole Terminal 2-WT/1298 Inline Strain
Item | Reference Drawing | Description | Unit | Quantity | Material Rate | Labour Rate | Total
2-WT/1294 Intermediate 0 - 2º Suspension
7.1.21 | 2-WT/1294 2-WT/1291s1 | Pole, St 132kV Susp 21m | ea |  |  |  | 0
7.1.22 |  | Pole, St 132kV Susp 22m | ea |  |  |  | 0
7.1.23 |  | Pole, St 132kV Susp 23m | ea |  |  |  | 0
7.1.24 |  | Pole, St 132kV Susp 24m | ea |  |  |  | 0
7.1.25 |  | Pole, St 132kV Susp 25m | ea |  |  |  | 0
7.1.26 |  | Pole, St 132kV Susp 26m | ea |  |  |  | 0
7.1.27 |  | Pole, St 132kV Susp 29m | ea |  |  |  | 0
2-WT/1295 Strain 2º - 90º
7.1.28 | 2-WT/1295 2-WT/1292s2 | Pole, St 132kV Angle Strain (0°-90°) 20m | ea |  |  |  | 0
7.1.29 |  | Pole, St 132kV Angle Strain (0°-90°) 22m | ea |  |  |  | 0
7.1.30 |  | Pole, St 132kV Angle Strain (0°-90°) 23m | ea |  |  |  | 0
7.1.31 |  | Pole, St 132kV Angle Strain (0°-90°) 24m | ea |  |  |  | 0
7.1.32 |  | Pole, St 132kV Angle Strain (0°-90°) 28m | ea |  |  |  | 0
7.1.33 |  | Pole, St 132kV Angle Strain (0°-90°) 30m | ea |  |  |  | 0
2-WT/1296 Angle Strain 3-Pole 2º-90º
7.1.34 | 2-WT/1296 2-WT/1292s2 | 3- Pole, St 132kV Strain 11.1m (2 x 11.1m & 1 x 9.1m) | ea |  |  |  | 0
7.1.35 |  | 3- Pole, St 132kV Strain 13.1m (2 x 13.1m & 1 x 11.1m) | ea |  |  |  | 0
7.1.36 |  | 3- Pole, St 132kV Strain 14m (2 x 14.1m & 1 x 12.1m) | ea |  |  |  | 0
7.1.37 |  | 3- Pole, St 132kV Strain 16.1m (2 x 16.1m & 1 x 14.1m) | ea |  |  |  | 0
2-WT/1297 3-Pole Terminal
7.1.38 | 2-WT/1297 2-WT/1292s2 | 3- Pole Term St 132kV 14m (Include 3 poles of 14m long) | ea |  |  |  | 0
7.1.39 |  | 3- Pole Term St 132kV 16m (Include 3 poles of 16m long) | ea |  |  |  | 0
7.1 | Dressing of Structures: VOLUME 3 PART 2 - Activity Stage 7.1
Dressing include the transport to specific tower/pole position and installation of phase & earth wire hardware assemblies and anti climbing devices for the following structures:
Bersfort Single Circuit Mono-Pole Guided Structures 2-WT/1281 Guided Braced Intermediate / Suspension 2-WT/1284 Angle Strain 0 - 90º 2-WT/1285 Guided Inline Strain 3-Pole Structure 0 - 5º 2-WT/1286 Guided Inline Strain 3-Pole Structure 5 - 90º
Item | Reference Drawing | Description | Unit | Quantity | Material Rate | Labour Rate | Total
2-WT/1281 Guided Braced Intermediate / Suspension
7.1.40 | 2-WT/1281 2-WT/1291s1 | Pole , St 132kV Guyed Susp 16.1m Bottom Attachment 10.7) | ea |  |  |  | 0
7.1.41 |  | Pole , St 132kV Guyed Susp 18.2m Bottom Attachment 12.8) | ea |  |  |  | 0
7.1.42 |  | Pole , St 132kV Guyed Susp 21.2m Bottom Attachment 15.8) | ea |  |  |  | 0
7.1.43 |  | Pole, St 132kV Guyed Susp 24.2m (Bottom Attachment 18.8) | ea |  |  |  | 0
2-WT/1284 Angle Strain 0 - 90º
7.1.44 | 2-WT/1284 2-WT/1292s2 | Pole, St 132kV Guyed Angle Strain (0°-90°) 18.2m (Bottom Attachement 11.2m) | ea |  |  |  | 0
7.1.45 |  | Pole, St 132kV Guyed Angle Strain (0°-90°) 21.2m (Bottom Attachement 14.2m) | ea |  |  |  | 0
7.1.46 |  | Pole, St 132kV Guyed Angle Strain (0°-90°) 24.2m (Bottom Attachement 17.2m) | ea |  |  |  | 0
2-WT/1285 Guided Inline Strain 3-Pole Structure 0 - 5º
7.1.47 | 2-WT/1285 2-WT/1292s2 | Pole, St 132kV Guyed Angle Strain 3-pole structure (0°-5°) 11.1m (includes 3 poles) (Bottom Attachment 9.6m) | ea |  |  |  | 0
7.1.48 |  | Pole, St 132kV Guyed Angle Strain 3-pole structure (0°-5°) 16.1m (includes 3 poles) (Bottom Attachment 14.6m) | ea |  |  |  | 0
7.1.49 |  | Pole, St 132kV Guyed Angle Strain 3-pole structure (0°-5°) 18.2m (includes 3 poles) (Bottom Attachment 16.7m) | ea |  |  |  | 0
7.1.50 |  | Pole, St 132kV Guyed Angle Strain 3-pole structure (0°-5°) 21.2m (includes 3 poles) (Bottom Attachment 19.7m) | ea |  |  |  | 0
7.1.51 |  | Pole, St 132kV Guyed Angle Strain 3-pole structure (0°-5°) 24.2m (includes 3 poles) (Bottom Attachment 22.7) | ea |  |  |  | 0
7.1 | Dressing of Structures: VOLUME 3 PART 2 - Activity Stage 7.1
Dressing include the transport to specific tower/pole position and installation of phase & earth wire hardware assemblies and anti climbing devices for the following structures:
Item | Reference Drawing | Description | Unit | Quantity | Material Rate | Labour Rate | Total
2-WT/1286 Guided Inline Strain 3-Pole Structure 5 - 90º
7.1.52 | 2-WT/1286 2-WT/1292s2 | Pole, St 132kV Guyed Angle Strain 3-pole structure (5°-90°) 11.1m (includes 3 poles) (Bottom Attachment 9.6m) | ea |  |  |  | 0
7.1.53 |  | Pole, St 132kV Guyed Angle Strain 3-pole structure (5°-90°) 16.1m (includes 3 poles) (Bottom Attachment 14.6m) | ea |  |  |  | 0
7.1.54 |  | Pole, St 132kV Guyed Angle Strain 3-pole structure (5°-90°) 18.2m (includes 3 poles) (Bottom Attachment 16.7m) | ea |  |  |  | 0
7.1.55 |  | Pole, St 132kV Guyed Angle Strain 3-pole structure (5°-90°) 21.2m (includes 3 poles) (Bottom Attachment 19.7m) | ea |  |  |  | 0
7.1.56 |  | Pole, St 132kV Guyed Angle Strain 3-pole structure (5°-90°) 24.2m (includes 3 poles) (Bottom Attachment 22.7) | ea |  |  |  | 0
7.1 | Dressing of Structures: VOLUME 3 PART 2 - Activity Stage 7.1
Dressing include the transport to specific tower/pole position and installation of phase & earth wire hardware assemblies and anti climbing devices for the following structures:
Chikadee / Kingbird Single Circuit Mono-Pole Structures D-DT-7611 Intermediate / Suspension D-DT-7615 Angle Strain 0 - 90º D-DT-7618 3-Pole Strain Structure 0 - 90º 2-WT/1213 3-Pole Terminal Structure 0 - 90º
Item | Reference Drawing | Description | Unit | Quantity | Material Rate | Labour Rate | Total
D-DT-7611 Intermediate / Suspension
7.1.57 | D-DT-7611 D-DT-7321 | Pole, St 132kV Susp 20 m 23kN (Plant 2.6m, Bottom Att 13 m) | ea |  |  |  | 0
7.1.58 | D-DT-7611 D-DT-7321 | Pole, St 132kV Susp 21 m 23kN (Plant 2.7m, Bottom Att 13.9 m) | ea |  |  |  | 0
7.1.59 | D-DT-7611 D-DT-7321 | Pole, St 132kV Susp 22 m 23kN (Plant 2.8m, Bottom Att 14.8 m) | ea |  |  |  | 0
7.1.60 | D-DT-7611 D-DT-7321 | Pole, St 132kV Susp 22 m 23kN (Plant 2.9m, Bottom Att 15.7 m) | ea |  |  |  | 0
7.1.61 | D-DT-7611 D-DT-7321 | Pole, St 132kV Susp 22 m 23kN (Plant 3m, Bottom Att 16.6 m) | ea |  |  |  | 0
D-DT-7615 Angle Strain 0 - 90º
7.1.62 | D-DT-7615 D-DT-7311 | Pole, St 132kV Strain 0-90° 20 m (Bottom Attachement 13 m) | ea |  |  |  | 0
7.1.63 | D-DT-7615 D-DT-7311 | Pole, St 132kV Strain 0-90° 21 m (Bottom Attachement 14 m) | ea |  |  |  | 0
7.1.64 | D-DT-7615 D-DT-7311 | Pole, St 132kV Strain 0-90° 24 m (Bottom Attachement 17 m) | ea |  |  |  | 0
7.1.65 | D-DT-7615 D-DT-7311 | Pole, St 132kV Strain 0-90° 30 m (Bottom Attachement 23 m) | ea |  |  |  | 0
7.1 | Dressing of Structures: VOLUME 3 PART 2 - Activity Stage 7.1
Dressing include the transport to specific tower/pole position and installation of phase & earth wire hardware assemblies and anti climbing devices for the following structures:
Item | Reference Drawing | Description | Unit | Quantity | Material Rate | Labour Rate | Total
D-DT-7618 3-Pole Strain Structure 0 - 90º
7.1.66 | D-DT-7618 D-DT-7311 | Pole, 3-Pole Strain Structure 0-90° 2 x 8 m and 1 x 10 m poles (Plant 1.6m, Bottom Attachement 6.2 m) | ea |  |  |  | 0
7.1.67 | D-DT-7618 D-DT-7311 | Pole, 3-Pole Strain Structure 0-90° 2 x 9 m and 1 x 11 m poles (Plant 1.7m, Bottom Attachement 7.1 m) | ea |  |  |  | 0
7.1.68 | D-DT-7618 D-DT-7311 | Pole, 3-Pole Strain Structure 0-90° 2 x 10 m and 1 x 12 m poles (Plant 1.8m, Bottom Attachement 8 m) | ea |  |  |  | 0
7.1.69 | D-DT-7618 D-DT-7311 | Pole, 3-Pole Strain Structure 0-90° 2 x 11 m and 1 x 13 m poles (Plant 1.9m, Bottom Attachement 8.9 m) | ea |  |  |  | 0
7.1.70 | D-DT-7618 D-DT-7311 | Pole, 3-Pole Strain Structure 0-90° 2 x 12 m and 1 x 14 m poles (Plant 2m, Bottom Attachement 9.8m) | ea |  |  |  | 0
7.1.71 | D-DT-7618 D-DT-7311 | Pole, 3-Pole Strain Structure 0-90° 2 x 13 m and 1 x 15 m poles (Plant 2.1m, Bottom Attachement 10.7m) | ea |  |  |  | 0
7.1.72 | D-DT-7618 D-DT-7311 | Pole, 3-Pole Strain Structure 0-90° 2 x 14 m and 1 x 16 m poles (Plant 2.2m, Bottom Attachement 11.6m) | ea |  |  |  | 0
7.1 | Dressing of Structures: VOLUME 3 PART 2 - Activity Stage 7.1
Dressing include the transport to specific tower/pole position and installation of phase & earth wire hardware assemblies and anti climbing devices for the following structures:
Item | Reference Drawing | Description | Unit | Quantity | Material Rate | Labour Rate | Total
D-DT-7618 3-Pole Strain Structure 0 - 90º cont
7.1.73 | D-DT-7618 D-DT-7311 | Pole, 3-Pole Strain Structure 0-90° 2 x 15 m and 1 x 17 m poles (Plant 2.3m, Bottom Attachement 12.5m) | ea |  |  |  | 0
7.1.74 | D-DT-7618 D-DT-7311 | Pole, 3-Pole Strain Structure 0-90° 2 x 16 m and 1 x 18 m poles (Plant 2.4m, Bottom Attachement 13.4m) | ea |  |  |  | 0
7.1.75 | D-DT-7618 D-DT-7311 | Pole, 3-Pole Strain Structure 0-90° 2 x 17 m and 1 x 19 m poles (Plant 2.4m, Bottom Attachement 14.3m) | ea |  |  |  | 0
7.1.76 | D-DT-7618 D-DT-7311 | Pole, 3-Pole Strain Structure 0-90° 2 x 18 m and 1 x 20 m poles (Plant 2.6m, Bottom Attachement 15.2m) | ea |  |  |  | 0
7.1.77 | D-DT-7618 D-DT-7311 | Pole, 3-Pole Strain Structure 0-90° 2 x 19 m and 1 x 21 m poles (Plant 2.7m, Bottom Attachement 16.1m) | ea |  |  |  | 0
7.1 | Dressing of Structures: VOLUME 3 PART 2 - Activity Stage 7.1
Dressing include the transport to specific tower/pole position and installation of phase & earth wire hardware assemblies and anti climbing devices for the following structures:
Item | Reference Drawing | Description | Unit | Quantity | Material Rate | Labour Rate | Total
2-WT-1213 3-Pole Terminal Structure
7.1.78 | 2-WT-1213 Sheet 3 & 4 D-DT-7311 | Pole, 3-Pole Term Structure 0-90° 3 x 11.6 poles (Plant 2m, Bottom Attachement 9.6m) | ea |  |  |  | 0
7.1.79 | 2-WT-1213 Sheet 3 & 4 D-DT-7311 | Pole, 3-Pole Term Structure 0-90° 3 x 12.6 poles (Plant 2m, Bottom Attachement 10.6m) | ea |  |  |  | 0
7.1.80 | 2-WT-1213 Sheet 3 & 4 D-DT-7311 | Pole, 3-Pole Term Structure 0-90° 3 x 13.6 poles (Plant 2m, Bottom Attachement 11.6m) | ea |  |  |  | 0
7.1.81 | 2-WT-1213 Sheet 3 & 4 D-DT-7311 | Pole, 3-Pole Term Structure 0-90° 3 x 14.6 poles (Plant 2m, Bottom Attachement 12.6m) | ea |  |  |  | 0
7.1.82 | 2-WT-1213 Sheet 3 & 4 D-DT-7311 | Pole, 3-Pole Term Structure 0-90° 3 x 15.6 poles (Plant 2m, Bottom Attachement 13.6m) | ea |  |  |  | 0
7.1.83 | 2-WT-1213 Sheet 3 & 4 D-DT-7311 | Pole, 3-Pole Term Structure 0-90° 3 x 16.6 poles (Plant 2m, Bottom Attachement 14.6m) | ea |  |  |  | 0
7.1.84 | 2-WT-1213 Sheet 3 & 4 D-DT-7311 | Pole, 3-Pole Term Structure 0-90° 3 x 17.6 poles (Plant 2m, Bottom Attachement 15.6m) | ea |  |  |  | 0
7.1 | Dressing of Structures: VOLUME 3 PART 2 - Activity Stage 7.1
Dressing include the transport to specific tower/pole position and installation of phase & earth wire hardware assemblies and anti climbing devices for the following structures:
Chikadee / Kingbird Single Circuit H-Pole Structure D-DT-7800 H-Pole Intermediate Structure 8m X-arm D-DT-7801 H-Pole Structure 8m X-Arm In-Line Strain 0-70kN Range D-DT-7802 H-Pole Structure 8m X-Arm In-Line Strain 70-120kN Range D-DT-7807 H-Pole Structure 8m X-Arm Terminal 0-120kN Range D-DT-7808 H-Pole Structure 8m X-Arm Terminal 70-120kN Range D-DT-7810 H-Pole Intermediate Structure 10m X-Arm D-DT-7811 H-Pole Structure 10m X-Arm In-Line Strain 0-70kN Range D-DT-7812 H-Pole Structure 10m X-Arm In-Line Strain 70-120kN Range D-DT-7817 H-Pole Structure 10m X-Arm Terminal 0-70kN Range D-DT-7818 H-Pole Structure 10m X-Arm Terminal 70-120kN Range
Item | Reference Drawing | Description | Unit | Quantity | Material Rate | Labour Rate | Total
D-DT-7800 H-Pole Intermediate Structure 8m X-arm
7.1.85 | D-DT-7800 D-DT-7304 | Pole, H-Pole Intermediate Freestanding Structure 2 x 15.1 m poles and 8m or 10m crossarm (Plant 2.1m, Conductor Attachement 9.2m) | ea |  |  |  | 0
7.1.86 | D-DT-7800 D-DT-7304 | Pole, H-Pole Intermediate Freestanding Structure 2 x 16.1 m poles and 8m or 10m crossarm (Plant 2.2m, Conductor Attachement 10.1m) | ea |  |  |  | 0
7.1.87 | D-DT-7800 D-DT-7304 | Pole, H-Pole Intermediate Freestanding Structure 2 x 17.1 m poles and 8m or 10m crossarm (Plant 2.3m, Conductor Attachement 11.0m) | ea |  |  |  | 0
7.1.88 | D-DT-7800 D-DT-7304 | Pole, H-Pole Intermediate Freestanding Structure 2 x 18.1 m poles and 8m or 10m crossarm (Plant 2.4m, Conductor Attachement 12.0m) | ea |  |  |  | 0
7.1.89 | D-DT-7800 D-DT-7304 | Pole, H-Pole Intermediate Freestanding Structure 2 x 19.2 m poles and 8m or 10m crossarm (Plant 2.5m, Conductor Attachement 12.9m) | ea |  |  |  | 0
7.1.90 | D-DT-7800 D-DT-7304 | Pole, H-Pole Intermediate Freestanding Structure 2 x 20.1 m poles and 8m or 10m crossarm (Plant 2.6m, Conductor Attachement 13.7m) | ea |  |  |  | 0
7.1 | Dressing of Structures: VOLUME 3 PART 2 - Activity Stage 7.1
Dressing include the transport to specific tower/pole position and installation of phase & earth wire hardware assemblies and anti climbing devices for the following structures:
Item | Reference Drawing | Description | Unit | Quantity | Material Rate | Labour Rate | Total
D-DT-7801 H-Pole Structure 8m X-Arm In-Line Strain 0-70kN Range
7.1.91 | D-DT-7801 D-DT-7311 | Pole, In-Line Strain 2 x 15.1 m poles and 8m or 10m crossarm (Plant 2m, Bottom Attachement 10.6m) | ea |  |  |  | 0
7.1.92 | D-DT-7801 D-DT-7311 | Pole, In-Line Strain 2 x 16.1 m poles and 8m or 10m crossarm (Plant 2m, Bottom Attachement 11.6m) | ea |  |  |  | 0
7.1.93 | D-DT-7801 D-DT-7311 | Pole, In-Line Strain 2 x 17.1 m poles and 8m or 10m crossarm (Plant 2m, Bottom Attachement 12.6m) | ea |  |  |  | 0
7.1.94 | D-DT-7801 D-DT-7311 | Pole, In-Line Strain 2 x 18.1 m poles and 8m or 10m crossarm (Plant 2m, Bottom Attachement 13.7m) | ea |  |  |  | 0
7.1.95 | D-DT-7801 D-DT-7311 | Pole, In-Line Strain 2 x 19.2 m poles and 8m or 10m crossarm (Plant 2m, Bottom Attachement 14.7m) | ea |  |  |  | 0
7.1.96 | D-DT-7801 D-DT-7311 | Pole, In-Line Strain 2 x 20.1 m poles and 8m or 10m crossarm (Plant 2m, Bottom Attachement 15.6m) | ea |  |  |  | 0
7.1 | Dressing of Structures: VOLUME 3 PART 2 - Activity Stage 7.1
Dressing include the transport to specific tower/pole position and installation of phase & earth wire hardware assemblies and anti climbing devices for the following structures:
Item | Reference Drawing | Description | Unit | Quantity | Material Rate | Labour Rate | Total
D-DT-7802 H-Pole Structure 8m X-Arm In-Line Strain 70-120kN Range
7.1.97 | D-DT-7802 D-DT-7311 | Pole, In-Line Strain 2 x 15.1 m poles and 8m or 10m crossarm (Plant 2m, Bottom Attachement 10.6m) | ea |  |  |  | 0
7.1.98 | D-DT-7802 D-DT-7311 | Pole, In-Line Strain 2 x 16.1 m poles and 8m or 10m crossarm (Plant 2m, Bottom Attachement 11.6m) | ea |  |  |  | 0
7.1.99 | D-DT-7802 D-DT-7311 | Pole, In-Line Strain 2 x 17.1 m poles and 8m or 10m crossarm (Plant 2m, Bottom Attachement 12.6m) | ea |  |  |  | 0
7.1.100 | D-DT-7802 D-DT-7311 | Pole, In-Line Strain 2 x 18.1 m poles and 8m or 10m crossarm (Plant 2m, Bottom Attachement 13.7m) | ea |  |  |  | 0
7.1.101 | D-DT-7802 D-DT-7311 | Pole, In-Line Strain 2 x 19.2 m poles and 8m or 10m crossarm (Plant 2m, Bottom Attachement 14.7m) | ea |  |  |  | 0
7.1.102 | D-DT-7802 D-DT-7311 | Pole, In-Line Strain 2 x 20.1 m poles and 8m or 10m crossarm (Plant 2m, Bottom Attachement 15.6m) | ea |  |  |  | 0
7.1 | Dressing of Structures: VOLUME 3 PART 2 - Activity Stage 7.1
Dressing include the transport to specific tower/pole position and installation of phase & earth wire hardware assemblies and anti climbing devices for the following structures:
Item | Reference Drawing | Description | Unit | Quantity | Material Rate | Labour Rate | Total
D-DT-7807 H-Pole Structure 8m X-Arm Terminal 0-120kN Range
7.1.103 | D-DT-7807 D-DT-7311 | Pole, H-Pole Term Structure 0-90° 2 x 15.1 m poles and 8m or 10m crossarm (Plant 2m, Bottom Attachement 10.6m) | ea |  |  |  | 0
7.1.104 | D-DT-7807 D-DT-7311 | Pole, H-Pole Term Structure 0-90° 2 x 16.1 m poles and 8m or 10m crossarm (Plant 2m, Bottom Attachement 11.6m) | ea |  |  |  | 0
7.1.105 | D-DT-7807 D-DT-7311 | Pole, H-Pole Term Structure 0-90° 2 x 17.1 m poles and 8m or 10m crossarm (Plant 2m, Bottom Attachement 12.6m) | ea |  |  |  | 0
7.1.106 | D-DT-7807 D-DT-7311 | Pole, H-Pole Term Structure 0-90° 2 x 18.2 m poles and 8m or 10m crossarm (Plant 2m, Bottom Attachement 13.7m) | ea |  |  |  | 0
7.1.107 | D-DT-7807 D-DT-7311 | Pole, H-Pole Term Structure 0-90° 2 x 19.2 m poles and 8m or 10m crossarm (Plant 2m, Bottom Attachement 14.7m) | ea |  |  |  | 0
7.1.108 | D-DT-7807 D-DT-7311 | Pole, H-Pole Term Structure 0-90° 2 x 20.1 m poles and 8m or 10m crossarm (Plant 2m, Bottom Attachement 15.6m) | ea |  |  |  | 0
7.1 | Dressing of Structures: VOLUME 3 PART 2 - Activity Stage 7.1
Dressing include the transport to specific tower/pole position and installation of phase & earth wire hardware assemblies and anti climbing devices for the following structures:
Item | Reference Drawing | Description | Unit | Quantity | Material Rate | Labour Rate | Total
D-DT-7808 H-Pole Structure 8m X-Arm Terminal 70-120kN Range
7.1.109 | D-DT-7808 D-DT-7311 | Pole, H-Pole Term Structure 0-90° 2 x 15.1 m poles and 8m or 10m crossarm (Plant 2m, Bottom Attachement 10.6m) | ea |  |  |  | 0
7.1.110 | D-DT-7808 D-DT-7311 | Pole, H-Pole Term Structure 0-90° 2 x 16.1 m poles and 8m or 10m crossarm (Plant 2m, Bottom Attachement 11.6m) | ea |  |  |  | 0
7.1.111 | D-DT-7808 D-DT-7311 | Pole, H-Pole Term Structure 0-90° 2 x 17.1 m poles and 8m or 10m crossarm (Plant 2m, Bottom Attachement 12.6m) | ea |  |  |  | 0
7.1.112 | D-DT-7808 D-DT-7311 | Pole, H-Pole Term Structure 0-90° 2 x 18.2 m poles and 8m or 10m crossarm (Plant 2m, Bottom Attachement 13.7m) | ea |  |  |  | 0
7.1.113 | D-DT-7808 D-DT-7311 | Pole, H-Pole Term Structure 0-90° 2 x 19.2 m poles and 8m or 10m crossarm (Plant 2m, Bottom Attachement 14.7m) | ea |  |  |  | 0
7.1.114 | D-DT-7808 D-DT-7311 | Pole, H-Pole Term Structure 0-90° 2 x 20.1 m poles and 8m or 10m crossarm (Plant 2m, Bottom Attachement 15.6m) | ea |  |  |  | 0
7.1 | Dressing of Structures: VOLUME 3 PART 2 - Activity Stage 7.1
Dressing include the transport to specific tower/pole position and installation of phase & earth wire hardware assemblies and anti climbing devices for the following structures:
Item | Reference Drawing | Description | Unit | Quantity | Material Rate | Labour Rate | Total
D-DT-7810 H-Pole Intermediate Structure 10m X-Arm
7.1.115 | D-DT-7810 D-DT-7311 | Pole, H-Pole Intermediate Freestanding Structure 2 x 15.1 m poles and 8m or 10m crossarm (Plant 2.1m, Conductor Attachement 9.2m) | ea |  |  |  | 0
7.1.116 | D-DT-7810 D-DT-7311 | Pole, H-Pole Intermediate Freestanding Structure 2 x 16.1 m poles and 8m or 10m crossarm (Plant 2.2m, Conductor Attachement 10.1m) | ea |  |  |  | 0
7.1.117 | D-DT-7810 D-DT-7311 | Pole, H-Pole Intermediate Freestanding Structure 2 x 17.1 m poles and 8m or 10m crossarm (Plant 2.3m, Conductor Attachement 11.0m) | ea |  |  |  | 0
7.1.118 | D-DT-7810 D-DT-7311 | Pole, H-Pole Intermediate Freestanding Structure 2 x 18.1 m poles and 8m or 10m crossarm (Plant 2.4m, Conductor Attachement 12.0m) | ea |  |  |  | 0
7.1.119 | D-DT-7810 D-DT-7311 | Pole, H-Pole Intermediate Freestanding Structure 2 x 19.2 m poles and 8m or 10m crossarm (Plant 2.5m, Conductor Attachement 12.9m) | ea |  |  |  | 0
7.1.120 | D-DT-7810 D-DT-7311 | Pole, H-Pole Intermediate Freestanding Structure 2 x 20.1 m poles and 8m or 10m crossarm (Plant 2.6m, Conductor Attachement 13.7m) | ea |  |  |  | 0
7.1 | Dressing of Structures: VOLUME 3 PART 2 - Activity Stage 7.1
Dressing include the transport to specific tower/pole position and installation of phase & earth wire hardware assemblies and anti climbing devices for the following structures:
Item | Reference Drawing | Description | Unit | Quantity | Material Rate | Labour Rate | Total
D-DT-7811 H-Pole Structure 10m X-Arm In-Line Strain 0-70kN Range
7.1.121 | D-DT-7811 D-DT-7311 | Pole, In-Line Strain 2 x 15.1 m poles and 8m or 10m crossarm (Plant 2m, Bottom Attachement 10.6m) | ea |  |  |  | 0
7.1.122 | D-DT-7811 D-DT-7311 | Pole, In-Line Strain 2 x 16.1 m poles and 8m or 10m crossarm (Plant 2m, Bottom Attachement 11.6m) | ea |  |  |  | 0
7.1.123 | D-DT-7811 D-DT-7311 | Pole, In-Line Strain 2 x 17.1 m poles and 8m or 10m crossarm (Plant 2m, Bottom Attachement 12.6m) | ea |  |  |  | 0
7.1.124 | D-DT-7811 D-DT-7311 | Pole, In-Line Strain 2 x 18.1 m poles and 8m or 10m crossarm (Plant 2m, Bottom Attachement 13.7m) | ea |  |  |  | 0
7.1.125 | D-DT-7811 D-DT-7311 | Pole, In-Line Strain 2 x 19.2 m poles and 8m or 10m crossarm (Plant 2m, Bottom Attachement 14.7m) | ea |  |  |  | 0
7.1.126 | D-DT-7811 D-DT-7311 | Pole, In-Line Strain 2 x 20.1 m poles and 8m or 10m crossarm (Plant 2m, Bottom Attachement 15.6m) | ea |  |  |  | 0
7.1 | Dressing of Structures: VOLUME 3 PART 2 - Activity Stage 7.1
Dressing include the transport to specific tower/pole position and installation of phase & earth wire hardware assemblies and anti climbing devices for the following structures:
Item | Reference Drawing | Description | Unit | Quantity | Material Rate | Labour Rate | Total
D-DT-7817 H-Pole Structure 10m X-Arm Terminal 0-70kN Range
7.1.127 | D-DT-7817 D-DT-7311 | Pole, H-Pole Term Structure 0-90° 2 x 15.1 m poles and 8m or 10m crossarm (Plant 2m, Bottom Attachement 10.6m) | ea |  |  |  | 0
7.1.128 | D-DT-7817 D-DT-7311 | Pole, H-Pole Term Structure 0-90° 2 x 16.1 m poles and 8m or 10m crossarm (Plant 2m, Bottom Attachement 11.6m) | ea |  |  |  | 0
7.1.129 | D-DT-7817 D-DT-7311 | Pole, H-Pole Term Structure 0-90° 2 x 17.1 m poles and 8m or 10m crossarm (Plant 2m, Bottom Attachement 12.6m) | ea |  |  |  | 0
7.1.130 | D-DT-7817 D-DT-7311 | Pole, H-Pole Term Structure 0-90° 2 x 18.2 m poles and 8m or 10m crossarm (Plant 2m, Bottom Attachement 13.7m) | ea |  |  |  | 0
7.1.131 | D-DT-7817 D-DT-7311 | Pole, H-Pole Term Structure 0-90° 2 x 19.2 m poles and 8m or 10m crossarm (Plant 2m, Bottom Attachement 14.7m) | ea |  |  |  | 0
7.1.132 | D-DT-7817 D-DT-7311 | Pole, H-Pole Term Structure 0-90° 2 x 20.1 m poles and 8m or 10m crossarm (Plant 2m, Bottom Attachement 15.6m) | ea |  |  |  | 0
7.1 | Dressing of Structures: VOLUME 3 PART 2 - Activity Stage 7.1
Dressing include the transport to specific tower/pole position and installation of phase & earth wire hardware assemblies and anti climbing devices for the following structures:
Item | Reference Drawing | Description | Unit | Quantity | Material Rate | Labour Rate | Total
D-DT-7818 H-Pole Structure 10m X-Arm Terminal 70-120kN Range
7.1.133 | D-DT-7818 D-DT-7311 | Pole, H-Pole Term Structure 0-90° 2 x 15.1 m poles and 8m or 10m crossarm (Plant 2m, Bottom Attachement 10.6m) | ea |  |  |  | 0
7.1.134 | D-DT-7818 D-DT-7311 | Pole, H-Pole Term Structure 0-90° 2 x 16.1 m poles and 8m or 10m crossarm (Plant 2m, Bottom Attachement 11.6m) | ea |  |  |  | 0
7.1.135 | D-DT-7818 D-DT-7311 | Pole, H-Pole Term Structure 0-90° 2 x 17.1 m poles and 8m or 10m crossarm (Plant 2m, Bottom Attachement 12.6m) | ea |  |  |  | 0
7.1.136 | D-DT-7818 D-DT-7311 | Pole, H-Pole Term Structure 0-90° 2 x 18.2 m poles and 8m or 10m crossarm (Plant 2m, Bottom Attachement 13.7m) | ea |  |  |  | 0
7.1.137 | D-DT-7818 D-DT-7311 | Pole, H-Pole Term Structure 0-90° 2 x 19.2 m poles and 8m or 10m crossarm (Plant 2m, Bottom Attachement 14.7m) | ea |  |  |  | 0
7.1.138 | D-DT-7818 D-DT-7311 | Pole, H-Pole Term Structure 0-90° 2 x 20.1 m poles and 8m or 10m crossarm (Plant 2m, Bottom Attachement 15.6m) | ea |  |  |  | 0
Activity Stage 8: Stringing, Regulation & Making off
Stringing include the transport of phase conductor, shield wire conductor and stringing hardware to the sites. It also includes the complete installation of harware and the regulation / tensioning phase & earth wire conductor. Contractor to ensure the necessary strength and size of Pilot wire for the purpose of stringing.
8.1 | Test Joints: VOLUME 3 PART 2 - Activity Stage 8.1
Item | Reference Drawing | Description | Unit | Quantity | Material Rate | Labour Rate | Total
Perform tests at an approved body as indicated below. Refer to Volume 4 for the required material. Should the Test Joint fail, the Contractor will re-test at his own cost. Before construction commences, the crimper/s and presses to be used on the line shall be used to crimp the test joints. It shall be done by an authorised person who will perform joints on the line during construction. This must be witnessed by Clerk of Works and test certificates to be provided as part of the Hand Over Documentation.
8.1.1 | Test Joints ACSR Earth Wires: VOLUME 3 PART 2 - Activity Stage 8.1
8.1.1.1 | 04TB-040 | Test complete Wolf assembly in accordance with Eskom technical bulletin 04TB-040 | each |  |  |  | 0
8.1.1.2 | 04TB-040 | Test complete Lynx assembly in accordance with Eskom technical bulletin 04TB-040 | each |  |  |  | 0
8.1.1.3 | 04TB-040 | Test complete Panther assembly in accordance with Eskom technical bulletin 04TB-040 | each |  |  |  | 0
8.1.2 | Test Joints ACSR Earth Wires: VOLUME 3 PART 2 - Activity Stage 8.1
8.1.2.1 | 04TB-040 | Test complete Chikadee assembly in accordance with Eskom technical bulletin 04TB-040 | each |  |  |  | 0
8.1.2.2 | 04TB-040 | Test complete Kingbird assembly in accordance with Eskom technical bulletin 04TB-040 | each |  |  |  | 0
8.1.2.3 | 04TB-040 | Test complete Tern assembly in accordance with Eskom technical bulletin 04TB-040 | each |  |  |  | 0
8.1.2.4 | 04TB-040 | Test complete Bersfort assembly in accordance with Eskom technical bulletin 04TB-040 | each |  |  |  | 0
8.2 | Strining: VOLUME 3 PART 2 - Activity Stage 8.2
Item | Reference Drawing | Description | Unit | Quantity | Material Rate | Labour Rate | Total
String the following Phase Conductor (length is for all three phases):
8.2.1 |  | Chikadee | m |  |  |  | 0
8.2.2 |  | Kingbird | m |  |  |  | 0
8.2.3 |  | Tern | m |  |  |  | 0
60 |  | Bersford | m |  |  |  | 0
8.2.5 |  | Twin Kingbird | m |  |  |  | 0
8.2.6 |  | Twin Tern | m |  |  |  | 0
8.2.7 |  | Twin Bersford | m |  |  |  | 0
String the following Earth wires:
8.2.8 |  | 7/3.35 Steel Wire | m |  |  |  | 0
8.2.9 |  | 19/2.65 Steel Wire | m |  |  |  | 0
8.2.10 |  | Wolf | m |  |  |  | 0
8.2.11 |  | Lynx | m |  |  |  | 0
8.2.12 |  | Panther | m |  |  |  | 0
8.3 | Making off and Regulation: VOLUME 3 PART 2 - Activity Stage 8.3
Item | Reference Drawing | Description | Unit | Quantity | Material Rate | Labour Rate | Total
Install the following Dead end Terminations and regulate tension of conductor:
Phase Conductor
8.3.1 |  | Dead-End Termination Chikadee | ea |  |  |  | 0
8.3.2 |  | Dead-End Termination Kingbird | ea |  |  |  | 0
8.3.3 |  | Dead-End Termination Tern | ea |  |  |  | 0
8.3.4 |  | Dead-End Termination Bersford | ea |  |  |  | 0
8.3.5 |  | Dead-End Termination Twin Kingbird | ea |  |  |  | 0
8.3.6 |  | Dead-End Termination Twin Tern | ea |  |  |  | 0
8.3.7 |  | Dead-End Termination Twin Bersford | ea |  |  |  | 0
Earth Wire Steel
8.3.8 |  | 7/3.35 Steel Wire | ea |  |  |  | 0
8.3.9 |  | 19/2.65 Steel Wire | ea |  |  |  | 0
8.3.10 |  | Insulated 7/3.35 Steel Wire - Pistol Clamps | ea |  |  |  | 0
8.3.11 |  | Insulated 19/2.65 Steel Wire - Pistol Clamps | ea |  |  |  | 0
Earth Conductor
8.3.12 |  | Dead-End Termination Wolf | ea |  |  |  | 0
8.3.13 |  | Dead-End Termination Lynx | ea |  |  |  | 0
8.3.14 |  | Dead-End Termination Panther | ea |  |  |  | 0
8.3.15 |  | InsulatedDead-End Termination Wolf | ea |  |  |  | 0
8.3.16 |  | Insulated Dead-End Termination Lynx | ea |  |  |  | 0
8.3.17 |  | InsulatedDead-End Termination Panther | ea |  |  |  | 0
8.4 | Midspan Joints: VOLUME 3 PART 2 - Activity Stage 8.4
Item | Reference Drawing | Description | Unit | Quantity | Material Rate | Labour Rate | Total
Install the following midspan joints:
8.4.1 |  | Midspan Joint Chikadee | ea |  |  |  | 0
8.4.2 |  | Midspan Joint Kingbird | ea |  |  |  | 0
8.4.3 |  | Midspan Joint Tern | ea |  |  |  | 0
8.4.4 |  | Midspan Joint Bersford | ea |  |  |  | 0
8.4.5 |  | Midspan Joint Wolf | ea |  |  |  | 0
8.4.6 |  | Midspan Joint Lynx | ea |  |  |  | 0
8.4.7 |  | Midspan Joint Panther | ea |  |  |  | 0
8.5 | Repair Sleeves: VOLUME 3 PART 2 - Activity Stage 8.5
Item | Reference Drawing | Description | Unit | Quantity | Material Rate | Labour Rate | Total
Supply and install repair sleeves for damaged conductors:
8.5.1 |  | Mid Span Repair Sleeve Chikadee | ea |  |  |  | 0
8.5.2 |  | Mid Span Repair Sleeven Kingbird | ea |  |  |  | 0
8.5.3 |  | Mid Span Repair Sleeve Tern | ea |  |  |  | 0
8.5.4 |  | Mid Span Repair Sleeve Bersford | ea |  |  |  | 0
8.5.5 |  | Mid Span Repair Sleeve Wolf | ea |  |  |  | 0
8.5.6 |  | Mid Span Repair Sleeve Lynx | ea |  |  |  | 0
8.5.7 |  | Mid Span Repair Sleeve Panther | ea |  |  |  | 0
8.6 | Clamping In: VOLUME 3 PART 2 - Activity Stage 8.6
Item | Reference Drawing | Description | Unit | Quantity | Material Rate | Labour Rate | Total
Phase Conductor
8.6.1 | D-DT-7321 | Clamping-in Chikadee | ea |  |  |  | 0
8.6.2 | D-DT-7321 | Clamping-in Kingbird | ea |  |  |  | 0
8.6.3 | D-DT-7321 | Clamping-in Tern | ea |  |  |  | 0
8.6.4 | 2-WT/1282 | Clamping-in Bersford | ea |  |  |  | 0
8.6.5 | 2-WT/1291 s1 | Clamping-in Twin Kingbird | ea |  |  |  | 0
8.6.6 | 2-WT/1291 s1 | Clamping-in Twin Tern | ea |  |  |  | 0
8.6.7 | 2-WT/1291 s1 | Clamping-in Twin Bersford | ea |  |  |  | 0
Earth Wire
8.6.8 | D-DT-7331 | Clamping-in 7/3.35 Steel Wire | ea |  |  |  | 0
8.6.9 | D-DT-7331 | Clamping-in 19/2.65 Steel Wire | ea |  |  |  | 0
8.6.10 | D-DT-7327 | Clamping-in 7/3.35 Steel Wire | ea |  |  |  | 0
8.6.11 | D-DT-7327 | Clamping-in 19/2.65 Steel Wire | ea |  |  |  | 0
Earth Conductor
8.6.12 | 2WT/1421 S1 | Clamping-in Wolf | ea |  |  |  | 0
8.6.13 | 2WT/1421 S1 | Clamping-in Lynx | ea |  |  |  | 0
8.6.14 | 2WT/1421 S1 | Clamping-in Panther | ea |  |  |  | 0
8.6.15 | 2WT/1421 S2 | Insulated Clamping-in Wolf | ea |  |  |  | 0
8.6.16 | 2WT/1421 S2 | Insulated Clamping-in Lynx | ea |  |  |  | 0
8.6.17 | 2WT/1421 S2 | Insulated Clamping-in Panther | ea |  |  |  | 0
8.6.18 | 2-NT/627 S5 | Insulated Suspension Clamping-in Wolf | ea |  |  |  | 0
8.6.19 | 2-NT/627 S5 | Insulated Suspension Clamping-in Lynx | ea |  |  |  | 0
8.6.20 | 2-NT/627 S5 | insulated Suspension Clamping-in Panther | ea |  |  |  | 0
8.6.21 | 2-NT/627 S6 | Suspension Clamping-in Wolf | ea |  |  |  | 0
8.6.22 | 2-NT/627 S6 | Suspension Clamping-in Lynx | ea |  |  |  | 0
8.6.23 | 2-NT/627 S6 | Suspension Clamping-in Panther | ea |  |  |  | 0
8.7 | Vibration Dampers: VOLUME 3 PART 2 - Activity Stage 8.7
Item | Reference Drawing | Description | Unit | Quantity | Material Rate | Labour Rate | Total
Install asymmetrical dampers on the phase conductors as indicated in Volume 2
8.7.1 |  | Chikadee | ea |  |  |  | 0
8.7.2 |  | Kingbird | ea |  |  |  | 0
8.7.3 |  | Tern | ea |  |  |  | 0
8.7.4 |  | Bersford | ea |  |  |  | 0
Install spiral vibration dampers on Earth Wire as indicated in Volume 2
8.7.5 |  | 7/3.35 Steel Wire | ea |  |  |  | 0
8.7.6 |  | 19/2.65 Steel Wire | ea |  |  |  | 0
Install asymmetrical dampers on the Earth conductors as indicated in Volume 2
8.7.7 |  | Wolf | ea |  |  |  | 0
8.7.8 |  | Lynx | ea |  |  |  | 0
8.7.9 |  | Panther | ea |  |  |  | 0
8.8 | Bird Flight Diverters: VOLUME 3 PART 2 - Activity Stage 8.8
Install as specified by the Environmental Report
8.8.1 |  | Supply and Install EBM bird flappers on shielding wire | ea |  |  |  | 0
8.9 | Aircraft Warning Devices: VOLUME 3 PART 2 - Activity Stage 8.9
Install on spans crossing the cliffs deeper than 60m
8.9.1 | D-DT-7028 | Supply and Install aircraft warning spheres on shielding wire (D-DT-7028 – SAP: 0174771) Cloud White - G80 | ea |  |  |  | 0
8.9.2 | D-DT-7028 | Supply and Install aircraft warning spheres on shielding wire (D-DT-7028 – SAP: 0174771) International Orange A15 | ea |  |  |  | 0
8.10 | Temporary Structures - Crossings: VOLUME 3 PART 2 - Activity Stages 6, 7, & 8.2
8.10.1 |  | Prepare temporary structures and do stringing for the following type of crossings: Allow for all HV and MV lines, roads, telcom, rail, etc. crossing as per the profile | ea |  |  |  | 0
8.11 | Closing Spans to Substations: VOLUME 3 PART 2 - Activity Stages 9 & 10
Item | Reference Drawing | Description | Unit | Quantity | Material Rate | Labour Rate | Total
String the closing span to the line lander inside the substation. Quotations must be obtained from Transmission for the stringing closing spans to Main Transmission Substations.
String the following Phase Conductor (length is for all three phases):
8.11.1 |  | Chikadee | m |  |  |  | 0
8.11.2 |  | Kingbird | m |  |  |  | 0
8.11.3 |  | Tern | m |  |  |  | 0
8.11.4 |  | Bersford | m |  |  |  | 0
8.11.5 |  | Twin Kingbird | m |  |  |  | 0
8.11.6 |  | Twin Tern | m |  |  |  | 0
8.11.7 |  | Twin Bersford | m |  |  |  | 0
String the following Earth wires:
8.11.8 |  | 7/3.35 Steel Wire | m |  |  |  | 0
8.11.9 |  | 19/2.65 Steel Wire | m |  |  |  | 0
8.11.10 |  | Wolf | m |  |  |  | 0
8.11.11 |  | Lynx | m |  |  |  | 0
8.11.12 |  | Panther | m |  |  |  | 0
Activity Stage 9: Labelling VOLUME 3 PART 2 - Activity Stage 9
Item | Reference Drawing | Description | Unit | Quantity | Material Rate | Labour Rate | Total
9.1 | Structure/Pole Identification Labels: VOLUME 3 PART 2 - Activity Stage 9.1
Supply, store and transport to site of line and install Structure/Pole Identification Labels and accessories: ESKASAANO Rev 1, 2-WT/1148
9.1.1 | D-DT-5050 s1 | "Structure/Pole Identification Lables" 132kV line | ea |  |  |  | 0
9.2 | Line Designation labels: VOLUME 3 PART 2 - Activity Stage 9.1
Supply, store and transport to site of line and installLine Designation labels and accessories: ESKASAANO Rev 1, 2-WT/1148
9.2.1 | D-DT-5050 s3 | "Line designation Label" - 132kV line (On 3rd structure from each substation) | ea |  |  |  | 0
9.3 | Line Crossing Labels: VOLUME 3 PART 2 - Activity Stage 9.1
Supply, store and transport to site of line and install "Line crossing Lables" - 132kV line poles: ESKASAANO Rev 1, 2-WT/1148
9.3.1 | D-DT-5050 s2 | "Line crossing Lables" - 132kV line poles | ea |  |  |  | 0
9.4 | Phase Disks: VOLUME 3 PART 2 - Activity Stage 9.1
Supply, store and transport to site of line and install Phase Disks
9.4.1 | D-DT-6114 | "Phase Disks" - 132kV Terminal structures | ea |  |  |  | 0
Activity Stage 10: Dismantling VOLUME 3 PART 2 - Activity Stage 10
Item | Reference Drawing | Description | Unit | Quantity | Material Rate | Labour Rate | Total
10.1 |  | Structures & Poles
Dismantle the structure, move structure to the specified site and rehabilitate the structure sites of the following structures (PM to arrange with asset disposal department):
10.1.1 |  | Structure/ Pole Description and Name 1 | ea |  |  |  | 0
10.1.2 |  | Structure/ Pole Description and Name 2 | ea |  |  |  | 0
10.1.3 |  | Structure/ Pole Description and Name 3 | ea |  |  |  | 0
10.1.4 |  | Structure/ Pole Description and Name 4 | ea |  |  |  | 0
10.2 |  | Foundation Structures & Poles
Remove the foundations, dispose of foundation material and rehabilitate the sites of the following foundation (PM to arrange with asset disposal department): A certificate must be obtained for the disposal of concrete and foundation material. Disposal must be in accordance to the environmental management plan.
10.2.1 |  | Foundation Structure/ Pole Description and Name 1 | ea |  |  |  | 0
10.2.2 |  | Foundation Structure/ Pole Description and Name 2 | ea |  |  |  | 0
10.2.3 |  | Foundation Structure/ Pole Description and Name 3 | ea |  |  |  | 0
10.2.4 |  | Foundation Structure/ Pole Description and Name 4 | ea |  |  |  | 0
10.3 |  | Conductor
Remove the phase conductor & hardware and transporty all material to the specified site (PM to arrange with asset disposal department):
10.3.1 |  | Conductor type 1 | m |  |  |  | 0
10.3.2 |  | Conductor type 2 | m |  |  |  | 0
10.3.3 |  | Conductor type 3 | m |  |  |  | 0
10.3.4 |  | Conductor type 4 | m |  |  |  | 0
10.4 |  | Steel Shield Wire
Remove the shield wire & hardware and transporty all material to the specified site (PM to arrange with asset disposal department):
10.4.1 |  | Shield Wire type 1 | m |  |  |  | 0
10.4.2 |  | Shield Wire type 2 | m |  |  |  | 0
10.4.3 |  | Shield Wire type 3 | m |  |  |  | 0
10.4.4 |  | Shield Wire type 4 | m |  |  |  | 0
Activity Stage 11: Taking over of the Works and Clearance of site VOLUME 3 PART 2 - Activity Stage 11
Item | Reference Drawing | Description | Unit | Quantity | Material Rate | Labour Rate | Total
11.1 | Re-instate entire construction site and roads: VOLUME 3 PART 2 - Activity Stage 11.1
11.1.1 |  | Complete re-instatement of all new structure sites, which includes removal from site of all rubbish, conductor off-cuts, excess construction material and excavated material to be spoiled, to a pre-approved dumping site | ea |  |  |  | 0
11.1.2 |  | Closure of all temporary construction roads, where required and providing of erosion protection measures as instructed by the Clerk of Works | sum |  |  |  | 0
11.1.3 |  | Removal of all access indicators and notice boards | sum |  |  |  | 0
11.2 | Final inspection of the line: VOLUME 3 PART 2 - Activity Stage 11.2 | [5 empty] | 0
11.2.1 |  | Conducting of pre-commissioning "pole-to-pole" final inspection, in conjunction with Project Engineer, Clerk of Works and Field Services Engineer | km |  |  |  | 0
11.2.2 |  | Completion and submission of all "Quality Inspection & Defect Correction" sheets for 'Handing Over' documentation | sum |  |  |  | 0
11.3 | Handing over, test & commissioning: VOLUME 3 PART 2 - Activity Stage 11.3
11.3.1 |  | Completion and submission of all "Phase conductor jumper and Crossing clearance" records | sum |  |  |  | 0
11.3.2 |  | Completion and submission of all 'Handing Over' documentation | sum |  |  |  | 0
11.4 | Submission of ''As Built' Information: VOLUME 3 PART 2 - Activity Stage 11.4
11.4.1 |  | Preparation of all "As Built" drawings and "Line Data" sheets | sum |  |  |  | 0
11.4.2 |  | Completion and submission of Four copies of a complete "Line Inventory/Line Data" of the new line to the Employer, as specified in Activity Stage 12.4 | sum |  |  |  | 0
Activity Stage 11: Taking over of the Works and Clearance of site cont
Item | Reference Drawing | Description | Unit | Quantity | Material Rate | Labour Rate | Total
11.5 | Site clearance: VOLUME 3 PART 2 - Activity Stage 11.5
11.5.1 |  | Clearing of site, removal of site office, stores, rubbish, excess construction material and re-instatement of construction camp and material yard | sum |  |  |  | 0
11.5.2 |  |  | sum |  |  |  | 0
11.5.3 |  | Removal of excess line material supplied by the Employer and return it to the nearest Eskom CNC | sum |  |  |  | 0
Note on D1718: Nkhesani Mathebala: ask Robcy