## Read Me
Enquiry No. |  | MWP1770TX
Package Name: |  | Provisioning of calibration and repair of Eskom Telecommunications test equipment on an as and when required basis for a period of three (3) years
Tenderer's Name: |  | 0
Category of Offer ( Main Offer Only): |  | Main Offer Only
READ ME
1 | Read these notes BEFORE you commence input to this workbook. Changes may not be made to this workbook. No columns may be removed, edited, added or changed on this workbook.
2 | Only The Main Offer shall be accepted. No alternative offers are accepted. There must be a separate Excel and PDF file for the main offer.
3 | Main offer is = The pricing schedule may not be changed or altered. Tenderer(s) to populate all required information on the Tender cover sheet and also populate as stipulated in (5.1.1 Pricing, 5.1.2 CPA Formulae, 5.1.3 Summary (VATPortion) and 5.1.4 Exchange Rates.
4 | NOTE: ALL CALCULATIONS ARE THE RESPONSIBILITY OF THE TENDERER, AND MUST BE CHECKED THOROUGHLY. ANY DISCREPANCY FOUND IN THE CALCULATIONS IN THIS WORKBOOK MUST BE BROUGHT TO THE ATTENTION OF ESKOM, THROUGH THE DESIGNATED BUYER!
5 | This workbook contains the following sheets:
| Read Me | This sheet provides an overview to the Tenderer of the content and role of the sheets making up the Price Schedule. It will not form part of the tender or contract.The tender will be awarded to a single tenderer or a maximum of two tenderers for this price list and will be split amongst those tenderers.This contract is an "as and when" required contract. The units herein are estimates only and are non-committal.
| Tender Cover Sheet | This is the cover sheet for Worksheets 5.1.0 to 5.1.4 and provides the total tendered price which is mandatory be completed. It is also the source of the package name, tenderer name etc. for the other worksheets. It will form part of the tender or contract. Worksheets Tender Cover Sheet, 5.1.1 Pricing, 5.1.2 CPA Formulae, 5.1.3 Summary and 5.1.4 Exchange Rates are compulsory tender returnables as they are loaded onto the Eskom Tender Bulletin and they may not be changed or altered.
| 5.1.0 Preamble | This sheet provides general guidelines for this section.
| 5.1.1 Pricing | This is the main data entry sheet for the Tenderer to complete. The Tenderer takes responsibility for ensuring correct inputs. Tenderers are to populate their pricing information as stipulated in the pricing schedule. The pricing schedule may not be changed or altered. Tenderer(s) to populate all required information on the Tender cover sheet as stipulated in (5.1.1 Pricing ), (5.1.4 Exchange rates) and (5.1.2 CPA Formulae).
| 5.1.2 CPA Formulae | This sheet must be completed by the Tenderer for the proposed contract price adjustment (CPA) formulae, (where applicable ) and will be carried forward to worksheet (5.1.1 Pricing). Details of the CPA Formulae to be determined in accordance with the CPA conditions with reference to the NOTES. If the CPA Formulae are not inputted, in worksheet 5.1.2 CPA formulae, the tendered prices will be deemed "Fixed and Firm". If the CPA formulae is inputted in worksheet (5.1.2 CPA Formulae) but is not reflected, using the drop downs, in worksheet (5.1.1 Pricing), the tendered prices will be deemed "Fixed and Firm". Rate of exchange (ROE) cannot be accepted by Eskom to form part of any CPA formulae.
6 | Conventions used in this workbook
The following conventions have been used in this workbook to facilitate its accurate use:
Only Light Green highlighted cells are to be inputted by the Tenderer.
There will be no inputting in Grey highlighted cells.

## Tender Cover Sheet
ANNEXURE K - PRICING SCHEDULE
ENQUIRY No. | MWP1770TX
NAME OF PACKAGE: | Provisioning of calibration and repair of Eskom Telecommunications test equipment on an as and when required basis for a period of three (3) years
TENDERER’S NAME:
CATEGORY OF OFFER (MAIN OFFER ONLY): | Main Offer Only
TENDERED PRICE: IN ZAR | 0
(excluding VAT)
RAND VALUE IN WORDS | [Price in Words]
TENDERED PRICE: IN ZAR | 0
(including VAT)
DATE :
FULL NAMES OF SIGNATORY:
DESIGNATION OF SIGNATORY:
SIGNATURE :

## 5.1.0 Preamble
Enquiry No. |  | MWP1770TX
Package Name: |  | Provisioning of calibration and repair of Eskom Telecommunications test equipment on an as and when required basis for a period of three (3) years
Tenderer's Name: |  | 0
Category of Offer: |  | Main Offer Only
5.1.0 PREAMBLE TO PRICE SCHEDULE
1 | The Price Schedule provides the basis of valuation, price adjustment (CPA) formulae and information for general contract progress monitoring. This contract is an "as and when" required contract.The tender will be awarded to a single tenderer or to a maximum of two tenderers for this price list and will be split amongst those tenderers.The units herein are estimates only and are non-committal. No alternative offers are accepted.
2 | This is the main data entry sheet for the Tenderer to complete. The Tenderer takes responsibility for ensuring correct inputs. Tenderers are to populate their pricing information as stipulated in the pricing schedule. The pricing schedule may not be changed or altered. Tenderer(s) to populate all required information on the Tender cover sheet and also populate as stipulated in (5.1.1 Pricing ) (5.1.2 CPA Formulae) and (5.1.4 Exchange rates). CPA Formulae should represent cost breakdown of the goods/commodities/components/items being sourced.
3 | The Prices are the amounts stated in the price column of the Price Schedule. Where an estimated quantity is stated for an item in the Price Schedule, the Price is calculated by multiplying the estimated quantity by the rate.
4 | If the Supplier has decided not to identify a particular item in the price schedule at the time of tender the cost to the Supplier of doing the work is assumed to be included in, or spread across, the other Prices and rates in the price schedule in order to fulfil the obligation to Provide the Goods and Services for the tendered total of the Prices.
5 | The total of the prices must include for all direct and indirect costs, overheads, profit on costs, risks, liabilities, obligations, etc. relative to the contract.
6 | The Tenderer must allow for all necessary costs to complete the pricing shedule as required in terms of the specifications, technical scope and conditions of contract whether expressly stated or not in the Price Schedules. The Tenderer must provide any breakdown of prices as may be required for specific items not detailed in the Price Schedule prior to or after contract award.
7 | The Prices quoted by the supplier should be exclusive and inclusive of VAT.
8 | Please note, that the Tenderer is to input the VAT amount as no formulae has been provided for the VAT portion.
9 | All worksheets in this Pricing Schedule are to be submitted. Tenderers are not allowed to ommit a worksheet. If specifically worksheets, 5.1.1 or 5.1.2 are ommited, it will be deemed that CPA are not applicable to this tender. Rate of exchange (ROE) cannot be accepted by Eskom to form part of any CPA formulae.
10 | Only Light Green highlighted cells are to be inputted by the Tenderer.
11 | There will be no inputting in Grey highlighted cells.

## 5.1.1 Price Table 1-3
Enquiry No. | MWP1770TX
Package Name: | Provisioning of calibration and repair of Eskom Telecommunications test equipment on an as and when required basis for a period of three (3) years
Tenderer's Name: | 0
Category of Offer: | Main Offer Only
5.1.1. Pricing
NOTES:
1 | NB - Column F & Column N in 5.1.1 Pricing is a drop down cell for tenderer to select the Currency and CPA formula chosen that they would have populated in 5.1.2 CPA Formulae and 5.1.4 Exchange Rates. It is the Tenderer's responsibility to ensure that Column H correctly reflects the intention of the Tenderer.
2 | CPA Formulae Codes Column I 5.1.1 Pricing is to be populated by the tenderer by selecting the respective drop down codes CPA formula as developed by Tenderer in 5.1.2 CPA formulae worksheet (e.g. Formula A - J ) then the tenderer must populate their respective CPA formula in 5.1.2 CPA Formulae Worksheet. Codes and descriptions must be selected by the tenderer and inserted into each row of activity.
|  |  |  | Local Currency |  | Foreign Currency |  |  |  |  | Local + Foreign |  |  | CPA
Line No. | Activity description | Unit of measure | Estimated Quantities | Tendered Rates (ZAR) | Total Tendered Value (ZAR) | Currency Code (See Sheet 5.1.4 Rate of Exchange) | RoE Currency 1,00 = ZAR | Unit Price in Foreign Currency | Total Foreign Price in Foreign Currency | Total Foreign Price in Local Currency (ZAR) | Tendered Price Excld. Vat (ZAR) | Vat | Tendered Price Including Vat (ZAR) | CPA Formula No. (See Sheet 5.1.2) | CPA Description (See Sheet 5.1.2)
4
Table 1- A
1 | TESTER;SAGE JDSU OTDR CAL | EA | 1 |  | 0 | ZAR | 1 |  | 0 | 0 | 0 | 0 | 0 |  | Fixed
2 | TESTER;SAGE JDSU OTDR REP | EA | 1 |  | 0 | ZAR | 1 |  | 0 | 0 | 0 | 0 | 0 |  | Fixed
3 | TESTER;147,DIGITAL ANALYSER CAL | EA | 1 |  | 0 | ZAR | 1 |  | 0 | 0 | 0 | 0 | 0 |  | Fixed
4 | TESTER;1310NM,FIBRE OPTIC LASER CAL | EA | 1 |  | 0 | ZAR | 1 |  | 0 | 0 | 0 | 0 | 0 |  | Fixed
5 | TESTER;132A,DIGITAL ANALYSER CAL | EA | 1 |  | 0 | ZAR | 1 |  | 0 | 0 | 0 | 0 | 0 |  | Fixed
6 | TESTER;1417,PCM METER CAL | EA | 1 |  | 0 | ZAR | 1 |  | 0 | 0 | 0 | 0 | 0 |  | Fixed
7 | TESTER;1550NM,FIBRE OPTIC LASER CAL | EA | 1 |  | 0 | ZAR | 1 |  | 0 | 0 | 0 | 0 | 0 |  | Fixed
8 | TESTER;195,RCL METER CAL | EA | 1 |  | 0 | ZAR | 1 |  | 0 | 0 | 0 | 0 | 0 |  | Fixed
9 | TESTER;1999,FREQUENCY COUNTER CAL | EA | 1 |  | 0 | ZAR | 1 |  | 0 | 0 | 0 | 0 | 0 |  | Fixed
10 | TESTER;200EP,TONE & PROBE TEST CAL | EA | 1 |  | 0 | ZAR | 1 |  | 0 | 0 | 0 | 0 | 0 |  | Fixed
11 | TESTER;2024,OSCILLATOR CAL | EA | 1 |  | 0 | ZAR | 1 |  | 0 | 0 | 0 | 0 | 0 |  | Fixed
12 | TESTER;2031,SIGNAL GENERATOR CAL | EA | 1 |  | 0 | ZAR | 1 |  | 0 | 0 | 0 | 0 | 0 |  | Fixed
13 | TESTER;2040,ICT TEST SET CAL | EA | 1 |  | 0 | ZAR | 1 |  | 0 | 0 | 0 | 0 | 0 |  | Fixed
14 | TESTER;210,HE DENMARK TEST SET CAL | EA | 1 |  | 0 | ZAR | 1 |  | 0 | 0 | 0 | 0 | 0 |  | Fixed
15 | TESTER;2187,ATTENUATOR CAL | EA | 1 |  | 0 | ZAR | 1 |  | 0 | 0 | 0 | 0 | 0 |  | Fixed
16 | TESTER;2230,DIGITAL OSCILLOSCOPE CAL | EA | 1 |  | 0 | ZAR | 1 |  | 0 | 0 | 0 | 0 | 0 |  | Fixed
17 | TESTER;2245A,OSCILLOSCOPE CAL | EA | 1 |  | 0 | ZAR | 1 |  | 0 | 0 | 0 | 0 | 0 |  | Fixed
18 | TESTER;2390,ANALYSER CAL | EA | 1 |  | 0 | ZAR | 1 |  | 0 | 0 | 0 | 0 | 0 |  | Fixed
19 | TESTER;2501,LEVEL METER CAL | EA | 1 |  | 0 | ZAR | 1 |  | 0 | 0 | 0 | 0 | 0 |  | Fixed
20 | TESTER;25B,FREQUENCY COUNTER CAL | EA | 1 |  | 0 | ZAR | 1 |  | 0 | 0 | 0 | 0 | 0 |  | Fixed
21 | TESTER;2841,ANALYSER CAL | EA | 1 |  | 0 | ZAR | 1 |  | 0 | 0 | 0 | 0 | 0 |  | Fixed
22 | TESTER;3000A,FREQUENCY COUNTER CAL | EA | 1 |  | 0 | ZAR | 1 |  | 0 | 0 | 0 | 0 | 0 |  | Fixed
23 | TESTER;3000E,DIGITAL ANALYSER CAL | EA | 1 |  | 0 | ZAR | 1 |  | 0 | 0 | 0 | 0 | 0 |  | Fixed
24 | TESTER;3022,COUPLER CAL | EA | 1 |  | 0 | ZAR | 1 |  | 0 | 0 | 0 | 0 | 0 |  | Fixed
25 | TESTER;302X,EXFO POWER METER CAL | EA | 1 |  | 0 | ZAR | 1 |  | 0 | 0 | 0 | 0 | 0 |  | Fixed
26 | TESTER;314,OSCILLOSCOPE CAL | EA | 1 |  | 0 | ZAR | 1 |  | 0 | 0 | 0 | 0 | 0 |  | Fixed
27 | TESTER;3151,HIOKI METER CAL | EA | 1 |  | 0 | ZAR | 1 |  | 0 | 0 | 0 | 0 | 0 |  | Fixed
28 | TESTER;35-20,POWER SUPPLY CAL | EA | 1 |  | 0 | ZAR | 1 |  | 0 | 0 | 0 | 0 | 0 |  | Fixed
29 | TESTER;3530,DATACOM ANALYSER CAL | EA | 1 |  | 0 | ZAR | 1 |  | 0 | 0 | 0 | 0 | 0 |  | Fixed
30 | TESTER;3731,AEMCI TEST SET CAL | EA | 1 |  | 0 | ZAR | 1 |  | 0 | 0 | 0 | 0 | 0 |  | Fixed
31 | TESTER;390,BUTTINSKI PHONE CAL | EA | 1 |  | 0 | ZAR | 1 |  | 0 | 0 | 0 | 0 | 0 |  | Fixed
32 | TESTER;40,EPROM PROGRAMMER CAL | EA | 1 |  | 0 | ZAR | 1 |  | 0 | 0 | 0 | 0 | 0 |  | Fixed
33 | TESTER;4000,DIGITAL ANALYSER CAL | EA | 1 |  | 0 | ZAR | 1 |  | 0 | 0 | 0 | 0 | 0 |  | Fixed
34 | TESTER;4145,LEVEL METER CAL | EA | 1 |  | 0 | ZAR | 1 |  | 0 | 0 | 0 | 0 | 0 |  | Fixed
35 | TESTER;448974-0,AUDIO MEASURING CAL | EA | 1 |  | 0 | ZAR | 1 |  | 0 | 0 | 0 | 0 | 0 |  | Fixed
36 | TESTER;468,DIGITAL OSCILLOSCOPE CAL | EA | 1 |  | 0 | ZAR | 1 |  | 0 | 0 | 0 | 0 | 0 |  | Fixed
37 | TESTER;4G,PROGRAMMER CAL | EA | 1 |  | 0 | ZAR | 1 |  | 0 | 0 | 0 | 0 | 0 |  | Fixed
38 | TESTER;53320,ANALYSER CAL | EA | 1 |  | 0 | ZAR | 1 |  | 0 | 0 | 0 | 0 | 0 |  | Fixed
39 | TESTER;5504,OSCILLOSCOPE CAL | EA | 1 |  | 0 | ZAR | 1 |  | 0 | 0 | 0 | 0 | 0 |  | Fixed
40 | TESTER;60-36,POWER SUPPLY CAL | EA | 1 |  | 0 | ZAR | 1 |  | 0 | 0 | 0 | 0 | 0 |  | Fixed
41 | TESTER;630,KAG TEST SET CAL | EA | 1 |  | 0 | ZAR | 1 |  | 0 | 0 | 0 | 0 | 0 |  | Fixed
42 | TESTER;70-1101,EPROM ERASER CAL | EA | 1 |  | 0 | ZAR | 1 |  | 0 | 0 | 0 | 0 | 0 |  | Fixed
43 | TESTER;740689,LEICA DISTO METER CAL | EA | 1 |  | 0 | ZAR | 1 |  | 0 | 0 | 0 | 0 | 0 |  | Fixed
44 | TESTER;8031F,MAJORTECH METER CAL | EA | 1 |  | 0 | ZAR | 1 |  | 0 | 0 | 0 | 0 | 0 |  | Fixed
45 | TESTER;8080,ATTENUATOR CAL | EA | 1 |  | 0 | ZAR | 1 |  | 0 | 0 | 0 | 0 | 0 |  | Fixed
46 | TESTER;84/2 NO18B,OHM METER CAL | EA | 1 |  | 0 | ZAR | 1 |  | 0 | 0 | 0 | 0 | 0 |  | Fixed
47 | TESTER;897733-1,OSCILLOSCOPE CAL | EA | 1 |  | 0 | ZAR | 1 |  | 0 | 0 | 0 | 0 | 0 |  | Fixed
48 | TESTER;940-114-34,ATTENUATOR CAL | EA | 1 |  | 0 | ZAR | 1 |  | 0 | 0 | 0 | 0 | 0 |  | Fixed
49 | TESTER;940-60-33,ATTENUATOR CAL | EA | 1 |  | 0 | ZAR | 1 |  | 0 | 0 | 0 | 0 | 0 |  | Fixed
50 | TESTER;940-60-34,ATTENUATOR CAL | EA | 1 |  | 0 | ZAR | 1 |  | 0 | 0 | 0 | 0 | 0 |  | Fixed
51 | TESTER;9902,FREQUENCY COUNTER CAL | EA | 1 |  | 0 | ZAR | 1 |  | 0 | 0 | 0 | 0 | 0 |  | Fixed
52 | TESTER;A-800,ANALYSER CAL | EA | 1 |  | 0 | ZAR | 1 |  | 0 | 0 | 0 | 0 | 0 |  | Fixed
53 | TESTER;AR2002,COMMS MONITOR CAL | EA | 1 |  | 0 | ZAR | 1 |  | 0 | 0 | 0 | 0 | 0 |  | Fixed
54 | TESTER;BIRD 33,WATT METER CAL | EA | 1 |  | 0 | ZAR | 1 |  | 0 | 0 | 0 | 0 | 0 |  | Fixed
55 | TESTER;BIRD 4304,WATT METER CAL | EA | 1 |  | 0 | ZAR | 1 |  | 0 | 0 | 0 | 0 | 0 |  | Fixed
56 | TESTER;BIRD 4304A,WATT METER CAL | EA | 1 |  | 0 | ZAR | 1 |  | 0 | 0 | 0 | 0 | 0 |  | Fixed
57 | TESTER;BIRD 50A,WATT METER CAL | EA | 1 |  | 0 | ZAR | 1 |  | 0 | 0 | 0 | 0 | 0 |  | Fixed
58 | TESTER;CJ90020,TEST SET CAL | EA | 1 |  | 0 | ZAR | 1 |  | 0 | 0 | 0 | 0 | 0 |  | Fixed
59 | TESTER;CM-60A,CHARGER CAL | EA | 1 |  | 0 | ZAR | 1 |  | 0 | 0 | 0 | 0 | 0 |  | Fixed
60 | TESTER;CMS 54,COMMS MONITOR CAL | EA | 1 |  | 0 | ZAR | 1 |  | 0 | 0 | 0 | 0 | 0 |  | Fixed
61 | TESTER;CMTA 54,ANALYSER CAL | EA | 1 |  | 0 | ZAR | 1 |  | 0 | 0 | 0 | 0 | 0 |  | Fixed
62 | TESTER;CPM46,POWER METER/FREQUEN CAL | EA | 1 |  | 0 | ZAR | 1 |  | 0 | 0 | 0 | 0 | 0 |  | Fixed
63 | TESTER;DCS7040,OSCILLOSCOPE CAL | EA | 1 |  | 0 | ZAR | 1 |  | 0 | 0 | 0 | 0 | 0 |  | Fixed
64 | TESTER;DM6013A,CAPACITANCE METER CAL | EA | 1 |  | 0 | ZAR | 1 |  | 0 | 0 | 0 | 0 | 0 |  | Fixed
65 | TESTER;DMM 196,MULTIMETER CAL | EA | 1 |  | 0 | ZAR | 1 |  | 0 | 0 | 0 | 0 | 0 |  | Fixed
66 | TESTER;DT85,DATA LOGGER CAL | EA | 1 |  | 0 | ZAR | 1 |  | 0 | 0 | 0 | 0 | 0 |  | Fixed
67 | TESTER;E 10,SUNSET TEST SET CAL | EA | 1 |  | 0 | ZAR | 1 |  | 0 | 0 | 0 | 0 | 0 |  | Fixed
68 | TESTER;E-20,SUNRISE TEST SET CAL | EA | 1 |  | 0 | ZAR | 1 |  | 0 | 0 | 0 | 0 | 0 |  | Fixed
69 | TESTER;ER30T,EPROM ERASER CAL | EA | 1 |  | 0 | ZAR | 1 |  | 0 | 0 | 0 | 0 | 0 |  | Fixed
70 | TESTER;EX-702,PROGRAMMER CAL | EA | 1 |  | 0 | ZAR | 1 |  | 0 | 0 | 0 | 0 | 0 |  | Fixed
71 | TESTER;F3,ORGANO DE-IONISER CAL | EA | 1 |  | 0 | ZAR | 1 |  | 0 | 0 | 0 | 0 | 0 |  | Fixed
72 | TESTER;FB250,OTDR CAL | EA | 1 |  | 0 | ZAR | 1 |  | 0 | 0 | 0 | 0 | 0 |  | Fixed
73 | TESTER;FC7102,FREQUENCY COUNTER CAL | EA | 1 |  | 0 | ZAR | 1 |  | 0 | 0 | 0 | 0 | 0 |  | Fixed
74 | TESTER;FLUKE 10,MULTIMETER CAL | EA | 1 |  | 0 | ZAR | 1 |  | 0 | 0 | 0 | 0 | 0 |  | Fixed
75 | TESTER;FLUKE 1000V,MULTIMETER CAL | EA | 1 |  | 0 | ZAR | 1 |  | 0 | 0 | 0 | 0 | 0 |  | Fixed
76 | TESTER;FLUKE 111,MULTIMETER CAL | EA | 1 |  | 0 | ZAR | 1 |  | 0 | 0 | 0 | 0 | 0 |  | Fixed
77 | TESTER;FLUKE 175,MULTIMETER CAL | EA | 1 |  | 0 | ZAR | 1 |  | 0 | 0 | 0 | 0 | 0 |  | Fixed
78 | TESTER;FLUKE 177,MULTIMETER CAL | EA | 1 |  | 0 | ZAR | 1 |  | 0 | 0 | 0 | 0 | 0 |  | Fixed
79 | TESTER;FLUKE 179,MULTIMETER CAL | EA | 1 |  | 0 | ZAR | 1 |  | 0 | 0 | 0 | 0 | 0 |  | Fixed
80 | TESTER;FLUKE 187,DIGITAL MULTIME CAL | EA | 1 |  | 0 | ZAR | 1 |  | 0 | 0 | 0 | 0 | 0 |  | Fixed
81 | TESTER;FLUKE 199 CS,OSCILLOSCOPE CAL | EA | 1 |  | 0 | ZAR | 1 |  | 0 | 0 | 0 | 0 | 0 |  | Fixed
82 | TESTER;FLUKE 650,LAN CABEL METER CAL | EA | 1 |  | 0 | ZAR | 1 |  | 0 | 0 | 0 | 0 | 0 |  | Fixed
83 | TESTER;FLUKE 72,MULTIMETER CAL | EA | 1 |  | 0 | ZAR | 1 |  | 0 | 0 | 0 | 0 | 0 |  | Fixed
84 | TESTER;FLUKE 73 111,MULTIMETER CAL | EA | 1 |  | 0 | ZAR | 1 |  | 0 | 0 | 0 | 0 | 0 |  | Fixed
85 | TESTER;FLUKE 73,MULTIMETER CAL | EA | 1 |  | 0 | ZAR | 1 |  | 0 | 0 | 0 | 0 | 0 |  | Fixed
86 | TESTER;FLUKE 75 11,MULTIMETER CAL | EA | 1 |  | 0 | ZAR | 1 |  | 0 | 0 | 0 | 0 | 0 |  | Fixed
87 | TESTER;FLUKE 75,MULTIMETER CAL | EA | 1 |  | 0 | ZAR | 1 |  | 0 | 0 | 0 | 0 | 0 |  | Fixed
88 | TESTER;FLUKE 76,MULTIMETER CAL | EA | 1 |  | 0 | ZAR | 1 |  | 0 | 0 | 0 | 0 | 0 |  | Fixed
89 | TESTER;FLUKE 77,MULTIMETER CAL | EA | 1 |  | 0 | ZAR | 1 |  | 0 | 0 | 0 | 0 | 0 |  | Fixed
90 | TESTER;FLUKE 77 S11,MULTIMETER CAL | EA | 1 |  | 0 | ZAR | 1 |  | 0 | 0 | 0 | 0 | 0 |  | Fixed
91 | TESTER;FLUKE 79,MULTIMETER CAL | EA | 1 |  | 0 | ZAR | 1 |  | 0 | 0 | 0 | 0 | 0 |  | Fixed
92 | TESTER;FLUKE 8050A,BENCH MULTI CAL | EA | 1 |  | 0 | ZAR | 1 |  | 0 | 0 | 0 | 0 | 0 |  | Fixed
93 | TESTER;FLUKE 8060,MULTIMETER CAL | EA | 1 |  | 0 | ZAR | 1 |  | 0 | 0 | 0 | 0 | 0 |  | Fixed
94 | TESTER;FLUKE 8060A,MULTIMETER CAL | EA | 1 |  | 0 | ZAR | 1 |  | 0 | 0 | 0 | 0 | 0 |  | Fixed
95 | TESTER;FLUKE 85,MULTIMETER CAL | EA | 1 |  | 0 | ZAR | 1 |  | 0 | 0 | 0 | 0 | 0 |  | Fixed
96 | TESTER;FLUKE 87 IV,MULTIMETER CAL | EA | 1 |  | 0 | ZAR | 1 |  | 0 | 0 | 0 | 0 | 0 |  | Fixed
97 | TESTER;FLUKE 87,MULTIMETER CAL | EA | 1 |  | 0 | ZAR | 1 |  | 0 | 0 | 0 | 0 | 0 |  | Fixed
98 | TESTER;FLUKE MULTIMETER CAL | EA | 1 |  | 0 | ZAR | 1 |  | 0 | 0 | 0 | 0 | 0 |  | Fixed
99 | TESTER;FLUKE337,CLAMP METER CAL | EA | 1 |  | 0 | ZAR | 1 |  | 0 | 0 | 0 | 0 | 0 |  | Fixed
100 | TESTER;FSH3,COMMS MONITOR CAL | EA | 1 |  | 0 | ZAR | 1 |  | 0 | 0 | 0 | 0 | 0 |  | Fixed
101 | TESTER;FSM-200,METER CAL | EA | 1 |  | 0 | ZAR | 1 |  | 0 | 0 | 0 | 0 | 0 |  | Fixed
102 | TESTER;FSM-500,METER CAL | EA | 1 |  | 0 | ZAR | 1 |  | 0 | 0 | 0 | 0 | 0 |  | Fixed
103 | TESTER;FTB400,EXFO OTDR CAL | EA | 1 |  | 0 | ZAR | 1 |  | 0 | 0 | 0 | 0 | 0 |  | Fixed
104 | TESTER;FTB-400SM,EXFO OTDR CAL | EA | 1 |  | 0 | ZAR | 1 |  | 0 | 0 | 0 | 0 | 0 |  | Fixed
105 | TESTER;FTP 3005,AUDIO MEASURING CAL | EA | 1 |  | 0 | ZAR | 1 |  | 0 | 0 | 0 | 0 | 0 |  | Fixed
106 | TESTER;FVA-60DB,ATTENUATOR CAL | EA | 1 |  | 0 | ZAR | 1 |  | 0 | 0 | 0 | 0 | 0 |  | Fixed
107 | TESTER;GEGE4088,MULTI METER CAL | EA | 1 |  | 0 | ZAR | 1 |  | 0 | 0 | 0 | 0 | 0 |  | Fixed
108 | TESTER;GTA 9A,POWER METER CAL | EA | 1 |  | 0 | ZAR | 1 |  | 0 | 0 | 0 | 0 | 0 |  | Fixed
109 | TESTER;HP 11581,ATTENUATOR SET CAL | EA | 1 |  | 0 | ZAR | 1 |  | 0 | 0 | 0 | 0 | 0 |  | Fixed
110 | TESTER;HP 11721A,FREQUENCY DOUBL CAL | EA | 1 |  | 0 | ZAR | 1 |  | 0 | 0 | 0 | 0 | 0 |  | Fixed
111 | TESTER;HP 3225A,LEVEL METER CAL | EA | 1 |  | 0 | ZAR | 1 |  | 0 | 0 | 0 | 0 | 0 |  | Fixed
112 | TESTER;HP 3552A,TMS ASIST LEVEL CAL | EA | 1 |  | 0 | ZAR | 1 |  | 0 | 0 | 0 | 0 | 0 |  | Fixed
113 | TESTER;HP 3702B,TEST SET CAL | EA | 1 |  | 0 | ZAR | 1 |  | 0 | 0 | 0 | 0 | 0 |  | Fixed
114 | TESTER;HP 3746A,LEVEL METER CAL | EA | 1 |  | 0 | ZAR | 1 |  | 0 | 0 | 0 | 0 | 0 |  | Fixed
115 | TESTER;HP 37717C,COMMS MONITOR CAL | EA | 1 |  | 0 | ZAR | 1 |  | 0 | 0 | 0 | 0 | 0 |  | Fixed
116 | TESTER;HP 3780A,LEVEL GENERATOR CAL | EA | 1 |  | 0 | ZAR | 1 |  | 0 | 0 | 0 | 0 | 0 |  | Fixed
117 | TESTER;HP 432A,POWER METER CAL | EA | 1 |  | 0 | ZAR | 1 |  | 0 | 0 | 0 | 0 | 0 |  | Fixed
118 | TESTER;HP 435A,POWER METER CAL | EA | 1 |  | 0 | ZAR | 1 |  | 0 | 0 | 0 | 0 | 0 |  | Fixed
119 | TESTER;HP 437B,POWER METER CAL | EA | 1 |  | 0 | ZAR | 1 |  | 0 | 0 | 0 | 0 | 0 |  | Fixed
120 | TESTER;HP 4936A,TMS AUDIO MEASUR CAL | EA | 1 |  | 0 | ZAR | 1 |  | 0 | 0 | 0 | 0 | 0 |  | Fixed
121 | TESTER;HP 5315A,FREQUENCY COUNTE CAL | EA | 1 |  | 0 | ZAR | 1 |  | 0 | 0 | 0 | 0 | 0 |  | Fixed
122 | TESTER;HP 5340A,FREQUENCY COUNTE CAL | EA | 1 |  | 0 | ZAR | 1 |  | 0 | 0 | 0 | 0 | 0 |  | Fixed
123 | TESTER;HP 5347A,COUNTER POWER ME CAL | EA | 1 |  | 0 | ZAR | 1 |  | 0 | 0 | 0 | 0 | 0 |  | Fixed
124 | TESTER;HP 5386A,FREQUENCY COUNTE CAL | EA | 1 |  | 0 | ZAR | 1 |  | 0 | 0 | 0 | 0 | 0 |  | Fixed
125 | TESTER;HP 54200A,OSCILLOSCOPE CAL | EA | 1 |  | 0 | ZAR | 1 |  | 0 | 0 | 0 | 0 | 0 |  | Fixed
126 | TESTER;HP 54201A,DIGITAL OSCILOS CAL | EA | 1 |  | 0 | ZAR | 1 |  | 0 | 0 | 0 | 0 | 0 |  | Fixed
127 | TESTER;HP 54610A,DIGITAL OSCILOS CAL | EA | 1 |  | 0 | ZAR | 1 |  | 0 | 0 | 0 | 0 | 0 |  | Fixed
128 | TESTER;HP 6200B,TEST SET CAL | EA | 1 |  | 0 | ZAR | 1 |  | 0 | 0 | 0 | 0 | 0 |  | Fixed
129 | TESTER;HP 773D,DIRECTIONAL COUPL CAL | EA | 1 |  | 0 | ZAR | 1 |  | 0 | 0 | 0 | 0 | 0 |  | Fixed
130 | TESTER;HP 778D,COUPLER CAL | EA | 1 |  | 0 | ZAR | 1 |  | 0 | 0 | 0 | 0 | 0 |  | Fixed
131 | TESTER;HP 83752A,FREQUENCY GENER CAL | EA | 1 |  | 0 | ZAR | 1 |  | 0 | 0 | 0 | 0 | 0 |  | Fixed
132 | TESTER;HP 8481A,POWER SENSOR CAL | EA | 1 |  | 0 | ZAR | 1 |  | 0 | 0 | 0 | 0 | 0 |  | Fixed
133 | TESTER;HP 8481D,POWER SENSOR CAL | EA | 1 |  | 0 | ZAR | 1 |  | 0 | 0 | 0 | 0 | 0 |  | Fixed
134 | TESTER;HP 8481H,POWER SENSOR CAL | EA | 1 |  | 0 | ZAR | 1 |  | 0 | 0 | 0 | 0 | 0 |  | Fixed
135 | TESTER;HP 85032B,CALIBRATION KIT CAL | EA | 1 |  | 0 | ZAR | 1 |  | 0 | 0 | 0 | 0 | 0 |  | Fixed
136 | TESTER;HP 86025A,POWER SENSOR CAL | EA | 1 |  | 0 | ZAR | 1 |  | 0 | 0 | 0 | 0 | 0 |  | Fixed
137 | TESTER;HP 8656A,SIGNAL GENERATOR CAL | EA | 1 |  | 0 | ZAR | 1 |  | 0 | 0 | 0 | 0 | 0 |  | Fixed
138 | TESTER;HP 8657A,SIGNAL GENERATOR CAL | EA | 1 |  | 0 | ZAR | 1 |  | 0 | 0 | 0 | 0 | 0 |  | Fixed
139 | TESTER;HP 8920,COMMS MONITOR CAL | EA | 1 |  | 0 | ZAR | 1 |  | 0 | 0 | 0 | 0 | 0 |  | Fixed
140 | TESTER;HP 8920A,TEST SET CAL | EA | 1 |  | 0 | ZAR | 1 |  | 0 | 0 | 0 | 0 | 0 |  | Fixed
141 | TESTER;HP P382A,ATTENUATOR CAL | EA | 1 |  | 0 | ZAR | 1 |  | 0 | 0 | 0 | 0 | 0 |  | Fixed
142 | TESTER;HP SLMS,LEVEL METER CAL | EA | 1 |  | 0 | ZAR | 1 |  | 0 | 0 | 0 | 0 | 0 |  | Fixed
143 | TESTER;HP11581A,ATTENUATOR CAL | EA | 1 |  | 0 | ZAR | 1 |  | 0 | 0 | 0 | 0 | 0 |  | Fixed
144 | TESTER;HP11582A,ATTENUATOR CAL | EA | 1 |  | 0 | ZAR | 1 |  | 0 | 0 | 0 | 0 | 0 |  | Fixed
145 | TESTER;HP3421A,DATACOMM ANALYSER CAL | EA | 1 |  | 0 | ZAR | 1 |  | 0 | 0 | 0 | 0 | 0 |  | Fixed
146 | TESTER;HP37717C,DIGITAL COMMS AN CAL | EA | 1 |  | 0 | ZAR | 1 |  | 0 | 0 | 0 | 0 | 0 |  | Fixed
147 | TESTER;HP37732A,DATACOMMS ANALYS CAL | EA | 1 |  | 0 | ZAR | 1 |  | 0 | 0 | 0 | 0 | 0 |  | Fixed
148 | TESTER;HP77,TONE PROBE TEST SET CAL | EA | 1 |  | 0 | ZAR | 1 |  | 0 | 0 | 0 | 0 | 0 |  | Fixed
149 | TESTER;HP8494A,ATTENUATOR CAL | EA | 1 |  | 0 | ZAR | 1 |  | 0 | 0 | 0 | 0 | 0 |  | Fixed
150 | TESTER;HP8494B,ATTENUATOR CAL | EA | 1 |  | 0 | ZAR | 1 |  | 0 | 0 | 0 | 0 | 0 |  | Fixed
151 | TESTER;HP8496A,STEP UP ATTENUATO CAL | EA | 1 |  | 0 | ZAR | 1 |  | 0 | 0 | 0 | 0 | 0 |  | Fixed
152 | TESTER;HP8496B,ATTENUATOR CAL | EA | 1 |  | 0 | ZAR | 1 |  | 0 | 0 | 0 | 0 | 0 |  | Fixed
153 | TESTER;HP8562A,SPECTRUM ANNALYSE CAL | EA | 1 |  | 0 | ZAR | 1 |  | 0 | 0 | 0 | 0 | 0 |  | Fixed
154 | TESTER;HP8562B,SPECTRUM ANNALYSE CAL | EA | 1 |  | 0 | ZAR | 1 |  | 0 | 0 | 0 | 0 | 0 |  | Fixed
155 | TESTER;HP8563E,SPECTRUM ANALYSER CAL | EA | 1 |  | 0 | ZAR | 1 |  | 0 | 0 | 0 | 0 | 0 |  | Fixed
156 | TESTER;HP8593E,SPECTRUM ANALYSER CAL | EA | 1 |  | 0 | ZAR | 1 |  | 0 | 0 | 0 | 0 | 0 |  | Fixed
157 | TESTER;HP8594E,SPECTRUM ANALYSER CAL | EA | 1 |  | 0 | ZAR | 1 |  | 0 | 0 | 0 | 0 | 0 |  | Fixed
158 | TESTER;HP859E,SPECTRUM ANALYSER CAL | EA | 1 |  | 0 | ZAR | 1 |  | 0 | 0 | 0 | 0 | 0 |  | Fixed
159 | TESTER;HP8757E,SCALER ANALYSER CAL | EA | 1 |  | 0 | ZAR | 1 |  | 0 | 0 | 0 | 0 | 0 |  | Fixed
160 | TESTER;HP8901A,MODULATOR ANALYSE CAL | EA | 1 |  | 0 | ZAR | 1 |  | 0 | 0 | 0 | 0 | 0 |  | Fixed
161 | TESTER;HP8920A,COMMS MONITOR CAL | EA | 1 |  | 0 | ZAR | 1 |  | 0 | 0 | 0 | 0 | 0 |  | Fixed
162 | TESTER;HP8930A,AUDIO ANALYSER CAL | EA | 1 |  | 0 | ZAR | 1 |  | 0 | 0 | 0 | 0 | 0 |  | Fixed
163 | TESTER;HP8949B,ATTENUATOR CAL | EA | 1 |  | 0 | ZAR | 1 |  | 0 | 0 | 0 | 0 | 0 |  | Fixed
164 | TESTER;HP8949B/8495B,ATTENUATOR CAL | EA | 1 |  | 0 | ZAR | 1 |  | 0 | 0 | 0 | 0 | 0 |  | Fixed
165 | TESTER;HPJ2302A,DIGITAL COMMS AN CAL | EA | 1 |  | 0 | ZAR | 1 |  | 0 | 0 | 0 | 0 | 0 |  | Fixed
166 | TESTER;HPJ382A,ATTENUATOR CAL | EA | 1 |  | 0 | ZAR | 1 |  | 0 | 0 | 0 | 0 | 0 |  | Fixed
167 | TESTER;IC F3GT,TEST SET CAL | EA | 1 |  | 0 | ZAR | 1 |  | 0 | 0 | 0 | 0 | 0 |  | Fixed
168 | TESTER;IC F4023T,TEST SET CAL | EA | 1 |  | 0 | ZAR | 1 |  | 0 | 0 | 0 | 0 | 0 |  | Fixed
169 | TESTER;K2004,KYORITSU METER CAL | EA | 1 |  | 0 | ZAR | 1 |  | 0 | 0 | 0 | 0 | 0 |  | Fixed
170 | TESTER;K2046R,M/TECH METER CAL | EA | 1 |  | 0 | ZAR | 1 |  | 0 | 0 | 0 | 0 | 0 |  | Fixed
171 | TESTER;K240B,ATTENUATOR CAL | EA | 1 |  | 0 | ZAR | 1 |  | 0 | 0 | 0 | 0 | 0 |  | Fixed
172 | TESTER;LA6T,EPROM ERASER CAL | EA | 1 |  | 0 | ZAR | 1 |  | 0 | 0 | 0 | 0 | 0 |  | Fixed
173 | TESTER;LTD/8MK.V,MULTI METER CAL | EA | 1 |  | 0 | ZAR | 1 |  | 0 | 0 | 0 | 0 | 0 |  | Fixed
174 | TESTER;MC-160,COMMS MONITOR CAL | EA | 1 |  | 0 | ZAR | 1 |  | 0 | 0 | 0 | 0 | 0 |  | Fixed
175 | TESTER;ME 4510B,ANALYSER CAL | EA | 1 |  | 0 | ZAR | 1 |  | 0 | 0 | 0 | 0 | 0 |  | Fixed
176 | TESTER;MG 462A,LEVEL GENERATOR CAL | EA | 1 |  | 0 | ZAR | 1 |  | 0 | 0 | 0 | 0 | 0 |  | Fixed
177 | TESTER;ML524B,ANALYSER CAL | EA | 1 |  | 0 | ZAR | 1 |  | 0 | 0 | 0 | 0 | 0 |  | Fixed
178 | TESTER;MS331A,FAULT LOCATER CAL | EA | 1 |  | 0 | ZAR | 1 |  | 0 | 0 | 0 | 0 | 0 |  | Fixed
179 | TESTER;MT 500,MEGGER CAL | EA | 1 |  | 0 | ZAR | 1 |  | 0 | 0 | 0 | 0 | 0 |  | Fixed
180 | TESTER;MT-850,MULTI METER CAL | EA | 1 |  | 0 | ZAR | 1 |  | 0 | 0 | 0 | 0 | 0 |  | Fixed
181 | TESTER;MTBM515,MULTI METER CAL | EA | 1 |  | 0 | ZAR | 1 |  | 0 | 0 | 0 | 0 | 0 |  | Fixed
182 | TESTER;MW 9070B,ARINTSU OTDR CAL | EA | 1 |  | 0 | ZAR | 1 |  | 0 | 0 | 0 | 0 | 0 |  | Fixed
183 | TESTER;MX2400T,MAGNAVOX CAL | EA | 1 |  | 0 | ZAR | 1 |  | 0 | 0 | 0 | 0 | 0 |  | Fixed
184 | TESTER;MX430,MULTI METER CAL | EA | 1 |  | 0 | ZAR | 1 |  | 0 | 0 | 0 | 0 | 0 |  | Fixed
185 | TESTER;OLS1,FIBRE OPTIC LIGHT CAL | EA | 1 |  | 0 | ZAR | 1 |  | 0 | 0 | 0 | 0 | 0 |  | Fixed
186 | TESTER;OPM1,FIBRE OPTIC LIGHT CAL | EA | 1 |  | 0 | ZAR | 1 |  | 0 | 0 | 0 | 0 | 0 |  | Fixed
187 | TESTER;P110,PROGRAMMER CAL | EA | 1 |  | 0 | ZAR | 1 |  | 0 | 0 | 0 | 0 | 0 |  | Fixed
188 | TESTER;PCM 23,TESTER CAL | EA | 1 |  | 0 | ZAR | 1 |  | 0 | 0 | 0 | 0 | 0 |  | Fixed
189 | TESTER;PM 3305,OSCILLISCOPE CAL | EA | 1 |  | 0 | ZAR | 1 |  | 0 | 0 | 0 | 0 | 0 |  | Fixed
190 | TESTER;PM 3315,OSCILLOSCOPE CAL | EA | 1 |  | 0 | ZAR | 1 |  | 0 | 0 | 0 | 0 | 0 |  | Fixed
191 | TESTER;PM 3335,DIGITAL OSCILLOSC CAL | EA | 1 |  | 0 | ZAR | 1 |  | 0 | 0 | 0 | 0 | 0 |  | Fixed
192 | TESTER;PM 5501,PATTERN GENERATOR CAL | EA | 1 |  | 0 | ZAR | 1 |  | 0 | 0 | 0 | 0 | 0 |  | Fixed
193 | TESTER;PM2404,AMMETER CAL | EA | 1 |  | 0 | ZAR | 1 |  | 0 | 0 | 0 | 0 | 0 |  | Fixed
194 | TESTER;PM2505,MULTIMETER CAL | EA | 1 |  | 0 | ZAR | 1 |  | 0 | 0 | 0 | 0 | 0 |  | Fixed
195 | TESTER;PM6303,RCL METER CAL | EA | 1 |  | 0 | ZAR | 1 |  | 0 | 0 | 0 | 0 | 0 |  | Fixed
196 | TESTER;PR875,PROGRAMMER CAL | EA | 1 |  | 0 | ZAR | 1 |  | 0 | 0 | 0 | 0 | 0 |  | Fixed
197 | TESTER;PTS100&PTS200,TONE PROBE CAL | EA | 1 |  | 0 | ZAR | 1 |  | 0 | 0 | 0 | 0 | 0 |  | Fixed
198 | TESTER;RF 108,LEVEL METER CAL | EA | 1 |  | 0 | ZAR | 1 |  | 0 | 0 | 0 | 0 | 0 |  | Fixed
199 | TESTER;RSA SMFP2,ANALYSER CAL | EA | 1 |  | 0 | ZAR | 1 |  | 0 | 0 | 0 | 0 | 0 |  | Fixed
200 | TESTER;S101,DETECTOR CAL | EA | 1 |  | 0 | ZAR | 1 |  | 0 | 0 | 0 | 0 | 0 |  | Fixed
201 | TESTER;S113,FAULT LOCATER CAL | EA | 1 |  | 0 | ZAR | 1 |  | 0 | 0 | 0 | 0 | 0 |  | Fixed
202 | TESTER;S331D,ANALYSER CAL | EA | 1 |  | 0 | ZAR | 1 |  | 0 | 0 | 0 | 0 | 0 |  | Fixed
203 | TESTER;SMFP2,TEST SET CAL | EA | 1 |  | 0 | ZAR | 1 |  | 0 | 0 | 0 | 0 | 0 |  | Fixed
204 | TESTER;SUNSET 10,ANALYSER CAL | EA | 1 |  | 0 | ZAR | 1 |  | 0 | 0 | 0 | 0 | 0 |  | Fixed
205 | TESTER;T1820,TEST SET CAL | EA | 1 |  | 0 | ZAR | 1 |  | 0 | 0 | 0 | 0 | 0 |  | Fixed
206 | TESTER;T2400TH,MULTI METER CAL | EA | 1 |  | 0 | ZAR | 1 |  | 0 | 0 | 0 | 0 | 0 |  | Fixed
207 | TESTER;TBM811,MULTI METER CAL | EA | 1 |  | 0 | ZAR | 1 |  | 0 | 0 | 0 | 0 | 0 |  | Fixed
208 | TESTER;TBM812,MULTI METER CAL | EA | 1 |  | 0 | ZAR | 1 |  | 0 | 0 | 0 | 0 | 0 |  | Fixed
209 | TESTER;TDS2012,OSCILLOSCOPE CAL | EA | 1 |  | 0 | ZAR | 1 |  | 0 | 0 | 0 | 0 | 0 |  | Fixed
210 | TESTER;TDS220,OSCILLOSCOPE CAL | EA | 1 |  | 0 | ZAR | 1 |  | 0 | 0 | 0 | 0 | 0 |  | Fixed
211 | TESTER;TDS320,OSCILLOSCOPE CAL | EA | 1 |  | 0 | ZAR | 1 |  | 0 | 0 | 0 | 0 | 0 |  | Fixed
212 | TESTER;TDS420A,OSCILLOSCOPE CAL | EA | 1 |  | 0 | ZAR | 1 |  | 0 | 0 | 0 | 0 | 0 |  | Fixed
213 | TESTER;THS730A,OSCILLOSCOPE CAL | EA | 1 |  | 0 | ZAR | 1 |  | 0 | 0 | 0 | 0 | 0 |  | Fixed
214 | TESTER;TFS3030,OTDR CAL | EA | 1 |  | 0 | ZAR | 1 |  | 0 | 0 | 0 | 0 | 0 |  | Fixed
215 | TESTER;TKLAN-30,EXFO OTDR CAL | EA | 1 |  | 0 | ZAR | 1 |  | 0 | 0 | 0 | 0 | 0 |  | Fixed
216 | TESTER;TM2192,EPROM PROGRAMMER CAL | EA | 1 |  | 0 | ZAR | 1 |  | 0 | 0 | 0 | 0 | 0 |  | Fixed
217 | TESTER;TMB812,MULTI METER CAL | EA | 1 |  | 0 | ZAR | 1 |  | 0 | 0 | 0 | 0 | 0 |  | Fixed
218 | TESTER;TX3,MULTIMETER CAL | EA | 1 |  | 0 | ZAR | 1 |  | 0 | 0 | 0 | 0 | 0 |  | Fixed
219 | TESTER;TX90,TONE PROBE TEST SET CAL | EA | 1 |  | 0 | ZAR | 1 |  | 0 | 0 | 0 | 0 | 0 |  | Fixed
220 | TESTER;VC-6025,OSCILLOSCOPE CAL | EA | 1 |  | 0 | ZAR | 1 |  | 0 | 0 | 0 | 0 | 0 |  | Fixed
221 | TESTER;W&G BN2033,LEVEL GENERATO CAL | EA | 1 |  | 0 | ZAR | 1 |  | 0 | 0 | 0 | 0 | 0 |  | Fixed
222 | TESTER;W&G DLA9,DATA LINE ANALYS CAL | EA | 1 |  | 0 | ZAR | 1 |  | 0 | 0 | 0 | 0 | 0 |  | Fixed
223 | TESTER;W&G OLS10&OLP10,FIBRE S&D CAL | EA | 1 |  | 0 | ZAR | 1 |  | 0 | 0 | 0 | 0 | 0 |  | Fixed
224 | TESTER;W&G OS12,LEVEL GENERATOR CAL | EA | 1 |  | 0 | ZAR | 1 |  | 0 | 0 | 0 | 0 | 0 |  | Fixed
225 | TESTER;W&G PCM23,AUDIO TEST SET CAL | EA | 1 |  | 0 | ZAR | 1 |  | 0 | 0 | 0 | 0 | 0 |  | Fixed
226 | TESTER;W&G PFA-30,DIGITAL COMMS CAL | EA | 1 |  | 0 | ZAR | 1 |  | 0 | 0 | 0 | 0 | 0 |  | Fixed
227 | TESTER;W&G PFA-35,DATACOM ANALYS CAL | EA | 1 |  | 0 | ZAR | 1 |  | 0 | 0 | 0 | 0 | 0 |  | Fixed
228 | TESTER;W&G PMG-13,LEVEL GENERATO CAL | EA | 1 |  | 0 | ZAR | 1 |  | 0 | 0 | 0 | 0 | 0 |  | Fixed
229 | TESTER;W&G PMP-20,LEVEL METER CAL | EA | 1 |  | 0 | ZAR | 1 |  | 0 | 0 | 0 | 0 | 0 |  | Fixed
230 | TESTER;W&G PS-10,LEVEL GENERATOR CAL | EA | 1 |  | 0 | ZAR | 1 |  | 0 | 0 | 0 | 0 | 0 |  | Fixed
231 | TESTER;W&G PS-15,LEVEL GENERATOR CAL | EA | 1 |  | 0 | ZAR | 1 |  | 0 | 0 | 0 | 0 | 0 |  | Fixed
232 | TESTER;W&G PS-20,LEVEL GENERATOR CAL | EA | 1 |  | 0 | ZAR | 1 |  | 0 | 0 | 0 | 0 | 0 |  | Fixed
233 | TESTER;W&G PS-3,LEVEL GENERATOR CAL | EA | 1 |  | 0 | ZAR | 1 |  | 0 | 0 | 0 | 0 | 0 |  | Fixed
234 | TESTER;W&G PS-30,LEVEL GENERATOR CAL | EA | 1 |  | 0 | ZAR | 1 |  | 0 | 0 | 0 | 0 | 0 |  | Fixed
235 | TESTER;W&G PS-33,LEVEL GENERATOR CAL | EA | 1 |  | 0 | ZAR | 1 |  | 0 | 0 | 0 | 0 | 0 |  | Fixed
236 | TESTER;W&G PS-33A,LEVEL GENERATO CAL | EA | 1 |  | 0 | ZAR | 1 |  | 0 | 0 | 0 | 0 | 0 |  | Fixed
237 | TESTER;W&G SPM-15,SLECTIVE LEVEL CAL | EA | 1 |  | 0 | ZAR | 1 |  | 0 | 0 | 0 | 0 | 0 |  | Fixed
238 | TESTER;W&G SPM-3,LEVEL METER CAL | EA | 1 |  | 0 | ZAR | 1 |  | 0 | 0 | 0 | 0 | 0 |  | Fixed
239 | TESTER;W&G SPM-31,LEVEL METER CAL | EA | 1 |  | 0 | ZAR | 1 |  | 0 | 0 | 0 | 0 | 0 |  | Fixed
240 | TESTER;W&G SPM-32,SLECTIVE LEVEL CAL | EA | 1 |  | 0 | ZAR | 1 |  | 0 | 0 | 0 | 0 | 0 |  | Fixed
241 | TESTER;W&G SPM-32A,LEVEL GENERAT CAL | EA | 1 |  | 0 | ZAR | 1 |  | 0 | 0 | 0 | 0 | 0 |  | Fixed
242 | TESTER;W&G SPM-33,LEVEL METER CAL | EA | 1 |  | 0 | ZAR | 1 |  | 0 | 0 | 0 | 0 | 0 |  | Fixed
243 | TESTER;W&G SPM-34,LEVEL METER CAL | EA | 1 |  | 0 | ZAR | 1 |  | 0 | 0 | 0 | 0 | 0 |  | Fixed
244 | TESTER;W&G TFH2,LEVEL METER CAL | EA | 1 |  | 0 | ZAR | 1 |  | 0 | 0 | 0 | 0 | 0 |  | Fixed
245 | TESTER;WG15,ATTENUATOR CAL | EA | 1 |  | 0 | ZAR | 1 |  | 0 | 0 | 0 | 0 | 0 |  | Fixed
246 | TESTER;XL3120,FREQUENCY COUNTER CAL | EA | 1 |  | 0 | ZAR | 1 |  | 0 | 0 | 0 | 0 | 0 |  | Fixed
247 | TESTER;YSS 1315,OTDR CAL | EA | 1 |  | 0 | ZAR | 1 |  | 0 | 0 | 0 | 0 | 0 |  | Fixed
248 | TESTER;FTB-100B,EXFO OTDR CAL | EA | 1 |  | 0 | ZAR | 1 |  | 0 | 0 | 0 | 0 | 0 |  | Fixed
249 | TESTER;FSM-40S,FUJIKURA FUSION SPLICER C | EA | 1 |  | 0 | ZAR | 1 |  | 0 | 0 | 0 | 0 | 0 |  | Fixed
250 | TESTER;PAD-55-10L,KIKISUI POWER SUPPLY C | EA | 1 |  | 0 | ZAR | 1 |  | 0 | 0 | 0 | 0 | 0 |  | Fixed
251 | TESTER;NGB;POWER SUPPLY CAL | EA | 1 |  | 0 | ZAR | 1 |  | 0 | 0 | 0 | 0 | 0 |  | Fixed
252 | TESTER;UT60B;MULTIMETER UNI-T CAL | EA | 1 |  | 0 | ZAR | 1 |  | 0 | 0 | 0 | 0 | 0 |  | Fixed
253 | UNIT:MT24;MAJORTECH MULTIMETER CAL | EA | 1 |  | 0 | ZAR | 1 |  | 0 | 0 | 0 | 0 | 0 |  | Fixed
254 | TESTER;BIRD 4304A,WATT METER CAL | EA | 1 |  | 0 | ZAR | 1 |  | 0 | 0 | 0 | 0 | 0 |  | Fixed
255 | TESTER:AMS;ESD AUDIO MEASURING SET CAL | EA | 1 |  | 0 | ZAR | 1 |  | 0 | 0 | 0 | 0 | 0 |  | Fixed
256 | TESTER:CMS52;R&S RADIO COMMS MONITOR CAL | EA | 1 |  | 0 | ZAR | 1 |  | 0 | 0 | 0 | 0 | 0 |  | Fixed
257 | TESTER:K345A;LAMODA REGULATED P/S CAL | EA | 1 |  | 0 | ZAR | 1 |  | 0 | 0 | 0 | 0 | 0 |  | Fixed
258 | TESTER;HP8562B,SPECTRUM ANNALYSE CAL | EA | 1 |  | 0 | ZAR | 1 |  | 0 | 0 | 0 | 0 | 0 |  | Fixed
259 | TESTER;1200S,COMMS MONITOR IFR CAL | EA | 1 |  | 0 | ZAR | 1 |  | 0 | 0 | 0 | 0 | 0 |  | Fixed
260 | TESTER;SAGE JDSU OTDR CAL | EA | 1 |  | 0 | ZAR | 1 |  | 0 | 0 | 0 | 0 | 0 |  | Fixed
261 | TESTER;1310NM,FIBRE OPTIC LASER REP | EA | 1 |  | 0 | ZAR | 1 |  | 0 | 0 | 0 | 0 | 0 |  | Fixed
262 | TESTER;132A,DIGITAL ANALYSER REP | EA | 1 |  | 0 | ZAR | 1 |  | 0 | 0 | 0 | 0 | 0 |  | Fixed
263 | TESTER;1417,PCM METER REP | EA | 1 |  | 0 | ZAR | 1 |  | 0 | 0 | 0 | 0 | 0 |  | Fixed
264 | TESTER;147,DIGITAL ANALYSER REP | EA | 1 |  | 0 | ZAR | 1 |  | 0 | 0 | 0 | 0 | 0 |  | Fixed
265 | TESTER;1550NM,FIBRE OPTIC LASER REP | EA | 1 |  | 0 | ZAR | 1 |  | 0 | 0 | 0 | 0 | 0 |  | Fixed
266 | TESTER;195,RCL METER REP | EA | 1 |  | 0 | ZAR | 1 |  | 0 | 0 | 0 | 0 | 0 |  | Fixed
267 | TESTER;1999,FREQUENCY COUNTER REP | EA | 1 |  | 0 | ZAR | 1 |  | 0 | 0 | 0 | 0 | 0 |  | Fixed
268 | TESTER;200EP,TONE & PROBE TEST REP | EA | 1 |  | 0 | ZAR | 1 |  | 0 | 0 | 0 | 0 | 0 |  | Fixed
269 | TESTER;2024,OSCILLATOR REP | EA | 1 |  | 0 | ZAR | 1 |  | 0 | 0 | 0 | 0 | 0 |  | Fixed
270 | TESTER;2031,SIGNAL GENERATOR REP | EA | 1 |  | 0 | ZAR | 1 |  | 0 | 0 | 0 | 0 | 0 |  | Fixed
271 | TESTER;2040,ICT TEST SET REP | EA | 1 |  | 0 | ZAR | 1 |  | 0 | 0 | 0 | 0 | 0 |  | Fixed
272 | TESTER;210,HE DENMARK TEST SET REP | EA | 1 |  | 0 | ZAR | 1 |  | 0 | 0 | 0 | 0 | 0 |  | Fixed
273 | TESTER;2187,ATTENUATOR REP | EA | 1 |  | 0 | ZAR | 1 |  | 0 | 0 | 0 | 0 | 0 |  | Fixed
274 | TESTER;2230,DIGITAL OSCILLOSCOPE REP | EA | 1 |  | 0 | ZAR | 1 |  | 0 | 0 | 0 | 0 | 0 |  | Fixed
275 | TESTER;2245A,OSCILLOSCOPE REP | EA | 1 |  | 0 | ZAR | 1 |  | 0 | 0 | 0 | 0 | 0 |  | Fixed
276 | TESTER;2390,ANALYSER REP | EA | 1 |  | 0 | ZAR | 1 |  | 0 | 0 | 0 | 0 | 0 |  | Fixed
277 | TESTER;2501,LEVEL METER REP | EA | 1 |  | 0 | ZAR | 1 |  | 0 | 0 | 0 | 0 | 0 |  | Fixed
278 | TESTER;25B,FREQUENCY COUNTER REP | EA | 1 |  | 0 | ZAR | 1 |  | 0 | 0 | 0 | 0 | 0 |  | Fixed
279 | TESTER;2841,ANALYSER REP | EA | 1 |  | 0 | ZAR | 1 |  | 0 | 0 | 0 | 0 | 0 |  | Fixed
280 | TESTER;3000A,FREQUENCY COUNTER REP | EA | 1 |  | 0 | ZAR | 1 |  | 0 | 0 | 0 | 0 | 0 |  | Fixed
281 | TESTER;3000E,DIGITAL ANALYSER REP | EA | 1 |  | 0 | ZAR | 1 |  | 0 | 0 | 0 | 0 | 0 |  | Fixed
282 | TESTER;3022,COUPLER REP | EA | 1 |  | 0 | ZAR | 1 |  | 0 | 0 | 0 | 0 | 0 |  | Fixed
283 | TESTER;302X,EXFO POWER METER REP | EA | 1 |  | 0 | ZAR | 1 |  | 0 | 0 | 0 | 0 | 0 |  | Fixed
284 | TESTER;314,OSCILLOSCOPE REP | EA | 1 |  | 0 | ZAR | 1 |  | 0 | 0 | 0 | 0 | 0 |  | Fixed
285 | TESTER;3151,HIOKI METER REP | EA | 1 |  | 0 | ZAR | 1 |  | 0 | 0 | 0 | 0 | 0 |  | Fixed
286 | TESTER;35-20,POWER SUPPLY REP | EA | 1 |  | 0 | ZAR | 1 |  | 0 | 0 | 0 | 0 | 0 |  | Fixed
287 | TESTER;3530,DATACOM ANALYSER REP | EA | 1 |  | 0 | ZAR | 1 |  | 0 | 0 | 0 | 0 | 0 |  | Fixed
288 | TESTER;3731,AEMCI TEST SET REP | EA | 1 |  | 0 | ZAR | 1 |  | 0 | 0 | 0 | 0 | 0 |  | Fixed
289 | TESTER;390,BUTTINSKI PHONE REP | EA | 1 |  | 0 | ZAR | 1 |  | 0 | 0 | 0 | 0 | 0 |  | Fixed
290 | TESTER;40,EPROM PROGRAMMER REP | EA | 1 |  | 0 | ZAR | 1 |  | 0 | 0 | 0 | 0 | 0 |  | Fixed
291 | TESTER;4000,DIGITAL ANALYSER REP | EA | 1 |  | 0 | ZAR | 1 |  | 0 | 0 | 0 | 0 | 0 |  | Fixed
292 | TESTER;4145,LEVEL METER REP | EA | 1 |  | 0 | ZAR | 1 |  | 0 | 0 | 0 | 0 | 0 |  | Fixed
293 | TESTER;448974-0,AUDIO MEASURING REP | EA | 1 |  | 0 | ZAR | 1 |  | 0 | 0 | 0 | 0 | 0 |  | Fixed
294 | TESTER;468,DIGITAL OSCILLOSCOPE REP | EA | 1 |  | 0 | ZAR | 1 |  | 0 | 0 | 0 | 0 | 0 |  | Fixed
295 | TESTER;4G,PROGRAMMER REP | EA | 1 |  | 0 | ZAR | 1 |  | 0 | 0 | 0 | 0 | 0 |  | Fixed
296 | TESTER;53320,ANALYSER REP | EA | 1 |  | 0 | ZAR | 1 |  | 0 | 0 | 0 | 0 | 0 |  | Fixed
297 | TESTER;5504,OSCILLOSCOPE REP | EA | 1 |  | 0 | ZAR | 1 |  | 0 | 0 | 0 | 0 | 0 |  | Fixed
298 | TESTER;60-36,POWER SUPPLY REP | EA | 1 |  | 0 | ZAR | 1 |  | 0 | 0 | 0 | 0 | 0 |  | Fixed
299 | TESTER;630,KAG TEST SET REP | EA | 1 |  | 0 | ZAR | 1 |  | 0 | 0 | 0 | 0 | 0 |  | Fixed
300 | TESTER;70-1101,EPROM ERASER REP | EA | 1 |  | 0 | ZAR | 1 |  | 0 | 0 | 0 | 0 | 0 |  | Fixed
301 | TESTER;740689,LEICA DISTO METER REP | EA | 1 |  | 0 | ZAR | 1 |  | 0 | 0 | 0 | 0 | 0 |  | Fixed
302 | TESTER;8031F,MAJORTECH METER REP | EA | 1 |  | 0 | ZAR | 1 |  | 0 | 0 | 0 | 0 | 0 |  | Fixed
303 | TESTER;8080,ATTENUATOR REP | EA | 1 |  | 0 | ZAR | 1 |  | 0 | 0 | 0 | 0 | 0 |  | Fixed
304 | TESTER;84/2 NO18B,OHM METER REP | EA | 1 |  | 0 | ZAR | 1 |  | 0 | 0 | 0 | 0 | 0 |  | Fixed
305 | TESTER;897733-1,OSCILLOSCOPE REP | EA | 1 |  | 0 | ZAR | 1 |  | 0 | 0 | 0 | 0 | 0 |  | Fixed
306 | TESTER;940-114-34,ATTENUATOR REP | EA | 1 |  | 0 | ZAR | 1 |  | 0 | 0 | 0 | 0 | 0 |  | Fixed
307 | TESTER;940-60-33,ATTENUATOR REP | EA | 1 |  | 0 | ZAR | 1 |  | 0 | 0 | 0 | 0 | 0 |  | Fixed
308 | TESTER;940-60-34,ATTENUATOR REP | EA | 1 |  | 0 | ZAR | 1 |  | 0 | 0 | 0 | 0 | 0 |  | Fixed
309 | TESTER;9902,FREQUENCY COUNTER REP | EA | 1 |  | 0 | ZAR | 1 |  | 0 | 0 | 0 | 0 | 0 |  | Fixed
310 | TESTER;A-800,ANALYSER REP | EA | 1 |  | 0 | ZAR | 1 |  | 0 | 0 | 0 | 0 | 0 |  | Fixed
311 | TESTER;AR2002,COMMS MONITOR REP | EA | 1 |  | 0 | ZAR | 1 |  | 0 | 0 | 0 | 0 | 0 |  | Fixed
312 | TESTER;BIRD 33,WATT METER REP | EA | 1 |  | 0 | ZAR | 1 |  | 0 | 0 | 0 | 0 | 0 |  | Fixed
313 | TESTER;BIRD 4304,WATT METER REP | EA | 1 |  | 0 | ZAR | 1 |  | 0 | 0 | 0 | 0 | 0 |  | Fixed
314 | TESTER;BIRD 4304A,WATT METER REP | EA | 1 |  | 0 | ZAR | 1 |  | 0 | 0 | 0 | 0 | 0 |  | Fixed
315 | TESTER;BIRD 50A,WATT METER REP | EA | 1 |  | 0 | ZAR | 1 |  | 0 | 0 | 0 | 0 | 0 |  | Fixed
316 | TESTER;CJ90020,TEST SET REP | EA | 1 |  | 0 | ZAR | 1 |  | 0 | 0 | 0 | 0 | 0 |  | Fixed
317 | TESTER;CM-60A,CHARGER REP | EA | 1 |  | 0 | ZAR | 1 |  | 0 | 0 | 0 | 0 | 0 |  | Fixed
318 | TESTER;CMS 54,COMMS MONITOR REP | EA | 1 |  | 0 | ZAR | 1 |  | 0 | 0 | 0 | 0 | 0 |  | Fixed
319 | TESTER;CMTA 54,ANALYSER REP | EA | 1 |  | 0 | ZAR | 1 |  | 0 | 0 | 0 | 0 | 0 |  | Fixed
320 | TESTER;CPM46,POWER METER/FREQUEN REP | EA | 1 |  | 0 | ZAR | 1 |  | 0 | 0 | 0 | 0 | 0 |  | Fixed
321 | TESTER;DCS7040,OSCILLOSCOPE REP | EA | 1 |  | 0 | ZAR | 1 |  | 0 | 0 | 0 | 0 | 0 |  | Fixed
322 | TESTER;DM6013A,CAPACITANCE METER REP | EA | 1 |  | 0 | ZAR | 1 |  | 0 | 0 | 0 | 0 | 0 |  | Fixed
323 | TESTER;DMM 196,MULTIMETER REP | EA | 1 |  | 0 | ZAR | 1 |  | 0 | 0 | 0 | 0 | 0 |  | Fixed
324 | TESTER;DT85,DATA LOGGER REP | EA | 1 |  | 0 | ZAR | 1 |  | 0 | 0 | 0 | 0 | 0 |  | Fixed
325 | TESTER;E 10,SUNSET TEST SET REP | EA | 1 |  | 0 | ZAR | 1 |  | 0 | 0 | 0 | 0 | 0 |  | Fixed
326 | TESTER;E-20,SUNRISE TEST SET REP | EA | 1 |  | 0 | ZAR | 1 |  | 0 | 0 | 0 | 0 | 0 |  | Fixed
327 | TESTER;ER30T,EPROM ERASER REP | EA | 1 |  | 0 | ZAR | 1 |  | 0 | 0 | 0 | 0 | 0 |  | Fixed
328 | TESTER;EX-702,PROGRAMMER REP | EA | 1 |  | 0 | ZAR | 1 |  | 0 | 0 | 0 | 0 | 0 |  | Fixed
329 | TESTER;F3,ORGANO DE-IONISER REP | EA | 1 |  | 0 | ZAR | 1 |  | 0 | 0 | 0 | 0 | 0 |  | Fixed
330 | TESTER;FB250,OTDR REP | EA | 1 |  | 0 | ZAR | 1 |  | 0 | 0 | 0 | 0 | 0 |  | Fixed
331 | TESTER;FC7102,FREQUENCY COUNTER REP | EA | 1 |  | 0 | ZAR | 1 |  | 0 | 0 | 0 | 0 | 0 |  | Fixed
332 | TESTER;FLUKE 10,MULTIMETER REP | EA | 1 |  | 0 | ZAR | 1 |  | 0 | 0 | 0 | 0 | 0 |  | Fixed
333 | TESTER;FLUKE 1000V,MULTIMETER REP | EA | 1 |  | 0 | ZAR | 1 |  | 0 | 0 | 0 | 0 | 0 |  | Fixed
334 | TESTER;FLUKE 111,MULTIMETER REP | EA | 1 |  | 0 | ZAR | 1 |  | 0 | 0 | 0 | 0 | 0 |  | Fixed
335 | TESTER;FLUKE 175,MULTIMETER REP | EA | 1 |  | 0 | ZAR | 1 |  | 0 | 0 | 0 | 0 | 0 |  | Fixed
336 | TESTER;FLUKE 177,MULTIMETER REP | EA | 1 |  | 0 | ZAR | 1 |  | 0 | 0 | 0 | 0 | 0 |  | Fixed
337 | TESTER;FLUKE 179,MULTIMETER REP | EA | 1 |  | 0 | ZAR | 1 |  | 0 | 0 | 0 | 0 | 0 |  | Fixed
338 | TESTER;FLUKE 187,DIGITAL MULTIME REP | EA | 1 |  | 0 | ZAR | 1 |  | 0 | 0 | 0 | 0 | 0 |  | Fixed
339 | TESTER;FLUKE 199 CS,OSCILLOSCOPE REP | EA | 1 |  | 0 | ZAR | 1 |  | 0 | 0 | 0 | 0 | 0 |  | Fixed
340 | TESTER;FLUKE 650,LAN CABEL METER REP | EA | 1 |  | 0 | ZAR | 1 |  | 0 | 0 | 0 | 0 | 0 |  | Fixed
341 | TESTER;FLUKE 72,MULTIMETER REP | EA | 1 |  | 0 | ZAR | 1 |  | 0 | 0 | 0 | 0 | 0 |  | Fixed
342 | TESTER;FLUKE 73 111,MULTIMETER REP | EA | 1 |  | 0 | ZAR | 1 |  | 0 | 0 | 0 | 0 | 0 |  | Fixed
343 | TESTER;FLUKE 73,MULTIMETER REP | EA | 1 |  | 0 | ZAR | 1 |  | 0 | 0 | 0 | 0 | 0 |  | Fixed
344 | TESTER;FLUKE 75 11,MULTIMETER REP | EA | 1 |  | 0 | ZAR | 1 |  | 0 | 0 | 0 | 0 | 0 |  | Fixed
345 | TESTER;FLUKE 75,MULTIMETER REP | EA | 1 |  | 0 | ZAR | 1 |  | 0 | 0 | 0 | 0 | 0 |  | Fixed
346 | TESTER;FLUKE 76,MULTIMETER REP | EA | 1 |  | 0 | ZAR | 1 |  | 0 | 0 | 0 | 0 | 0 |  | Fixed
347 | TESTER;FLUKE 77,MULTIMETER REP | EA | 1 |  | 0 | ZAR | 1 |  | 0 | 0 | 0 | 0 | 0 |  | Fixed
348 | TESTER;FLUKE 77 S11,MULTIMETER REP | EA | 1 |  | 0 | ZAR | 1 |  | 0 | 0 | 0 | 0 | 0 |  | Fixed
349 | TESTER;FLUKE 79,MULTIMETER REP | EA | 1 |  | 0 | ZAR | 1 |  | 0 | 0 | 0 | 0 | 0 |  | Fixed
350 | TESTER;FLUKE 8050A,BENCH MULTI REP | EA | 1 |  | 0 | ZAR | 1 |  | 0 | 0 | 0 | 0 | 0 |  | Fixed
351 | TESTER;FLUKE 8060,MULTIMETER REP | EA | 1 |  | 0 | ZAR | 1 |  | 0 | 0 | 0 | 0 | 0 |  | Fixed
352 | TESTER;FLUKE 8060A,MULTIMETER REP | EA | 1 |  | 0 | ZAR | 1 |  | 0 | 0 | 0 | 0 | 0 |  | Fixed
353 | TESTER;FLUKE 85,MULTIMETER REP | EA | 1 |  | 0 | ZAR | 1 |  | 0 | 0 | 0 | 0 | 0 |  | Fixed
354 | TESTER;FLUKE 87 IV,MULTIMETER REP | EA | 1 |  | 0 | ZAR | 1 |  | 0 | 0 | 0 | 0 | 0 |  | Fixed
355 | TESTER;FLUKE 87,MULTIMETER REP | EA | 1 |  | 0 | ZAR | 1 |  | 0 | 0 | 0 | 0 | 0 |  | Fixed
356 | TESTER;FLUKE MULTIMETER REP | EA | 1 |  | 0 | ZAR | 1 |  | 0 | 0 | 0 | 0 | 0 |  | Fixed
357 | TESTER;FLUKE337,CLAMP METER REP | EA | 1 |  | 0 | ZAR | 1 |  | 0 | 0 | 0 | 0 | 0 |  | Fixed
358 | TESTER;FSH3,COMMS MONITOR REP | EA | 1 |  | 0 | ZAR | 1 |  | 0 | 0 | 0 | 0 | 0 |  | Fixed
359 | TESTER;FSM-200,METER REP | EA | 1 |  | 0 | ZAR | 1 |  | 0 | 0 | 0 | 0 | 0 |  | Fixed
360 | TESTER;FSM-500,METER REP | EA | 1 |  | 0 | ZAR | 1 |  | 0 | 0 | 0 | 0 | 0 |  | Fixed
361 | TESTER;FTB400,EXFO OTDR REP | EA | 1 |  | 0 | ZAR | 1 |  | 0 | 0 | 0 | 0 | 0 |  | Fixed
362 | TESTER;FTB-400SM,EXFO OTDR REP | EA | 1 |  | 0 | ZAR | 1 |  | 0 | 0 | 0 | 0 | 0 |  | Fixed
363 | TESTER;FTP 3005,AUDIO MEASURING REP | EA | 1 |  | 0 | ZAR | 1 |  | 0 | 0 | 0 | 0 | 0 |  | Fixed
364 | TESTER;FVA-60DB,ATTENUATOR REP | EA | 1 |  | 0 | ZAR | 1 |  | 0 | 0 | 0 | 0 | 0 |  | Fixed
365 | TESTER;GEGE4088,MULTI METER REP | EA | 1 |  | 0 | ZAR | 1 |  | 0 | 0 | 0 | 0 | 0 |  | Fixed
366 | TESTER;GTA 9A,POWER METER REP | EA | 1 |  | 0 | ZAR | 1 |  | 0 | 0 | 0 | 0 | 0 |  | Fixed
367 | TESTER;HP 11581,ATTENUATOR SET REP | EA | 1 |  | 0 | ZAR | 1 |  | 0 | 0 | 0 | 0 | 0 |  | Fixed
368 | TESTER;HP 11721A,FREQUENCY DOUBL REP | EA | 1 |  | 0 | ZAR | 1 |  | 0 | 0 | 0 | 0 | 0 |  | Fixed
369 | TESTER;HP 3225A,LEVEL METER REP | EA | 1 |  | 0 | ZAR | 1 |  | 0 | 0 | 0 | 0 | 0 |  | Fixed
370 | TESTER;HP 3552A,TMS ASIST LEVEL REP | EA | 1 |  | 0 | ZAR | 1 |  | 0 | 0 | 0 | 0 | 0 |  | Fixed
371 | TESTER;HP 3702B,TEST SET REP | EA | 1 |  | 0 | ZAR | 1 |  | 0 | 0 | 0 | 0 | 0 |  | Fixed
372 | TESTER;HP 3746A,LEVEL METER REP | EA | 1 |  | 0 | ZAR | 1 |  | 0 | 0 | 0 | 0 | 0 |  | Fixed
373 | TESTER;HP 37717C,COMMS MONITOR REP | EA | 1 |  | 0 | ZAR | 1 |  | 0 | 0 | 0 | 0 | 0 |  | Fixed
374 | TESTER;HP 3780A,LEVEL GENERATOR REP | EA | 1 |  | 0 | ZAR | 1 |  | 0 | 0 | 0 | 0 | 0 |  | Fixed
375 | TESTER;HP 432A,POWER METER REP | EA | 1 |  | 0 | ZAR | 1 |  | 0 | 0 | 0 | 0 | 0 |  | Fixed
376 | TESTER;HP 435A,POWER METER REP | EA | 1 |  | 0 | ZAR | 1 |  | 0 | 0 | 0 | 0 | 0 |  | Fixed
377 | TESTER;HP 437B,POWER METER REP | EA | 1 |  | 0 | ZAR | 1 |  | 0 | 0 | 0 | 0 | 0 |  | Fixed
378 | TESTER;HP 4936A,TMS AUDIO MEASUR REP | EA | 1 |  | 0 | ZAR | 1 |  | 0 | 0 | 0 | 0 | 0 |  | Fixed
379 | TESTER;HP 5315A,FREQUENCY COUNTE REP | EA | 1 |  | 0 | ZAR | 1 |  | 0 | 0 | 0 | 0 | 0 |  | Fixed
380 | TESTER;HP 5340A,FREQUENCY COUNTE REP | EA | 1 |  | 0 | ZAR | 1 |  | 0 | 0 | 0 | 0 | 0 |  | Fixed
381 | TESTER;HP 5347A,COUNTER POWER ME REP | EA | 1 |  | 0 | ZAR | 1 |  | 0 | 0 | 0 | 0 | 0 |  | Fixed
382 | TESTER;HP 5386A,FREQUENCY COUNTE REP | EA | 1 |  | 0 | ZAR | 1 |  | 0 | 0 | 0 | 0 | 0 |  | Fixed
383 | TESTER;HP 54200A,OSCILLOSCOPE REP | EA | 1 |  | 0 | ZAR | 1 |  | 0 | 0 | 0 | 0 | 0 |  | Fixed
384 | TESTER;HP 54201A,DIGITAL OSCILOS REP | EA | 1 |  | 0 | ZAR | 1 |  | 0 | 0 | 0 | 0 | 0 |  | Fixed
385 | TESTER;HP 54610A,DIGITAL OSCILOS REP | EA | 1 |  | 0 | ZAR | 1 |  | 0 | 0 | 0 | 0 | 0 |  | Fixed
386 | TESTER;HP 6200B,TEST SET REP | EA | 1 |  | 0 | ZAR | 1 |  | 0 | 0 | 0 | 0 | 0 |  | Fixed
387 | TESTER;HP 773D,DIRECTIONAL COUPL REP | EA | 1 |  | 0 | ZAR | 1 |  | 0 | 0 | 0 | 0 | 0 |  | Fixed
388 | TESTER;HP 778D,COUPLER REP | EA | 1 |  | 0 | ZAR | 1 |  | 0 | 0 | 0 | 0 | 0 |  | Fixed
389 | TESTER;HP 83752A,FREQUENCY GENER REP | EA | 1 |  | 0 | ZAR | 1 |  | 0 | 0 | 0 | 0 | 0 |  | Fixed
390 | TESTER;HP 8481A,POWER SENSOR REP | EA | 1 |  | 0 | ZAR | 1 |  | 0 | 0 | 0 | 0 | 0 |  | Fixed
391 | TESTER;HP 8481D,POWER SENSOR REP | EA | 1 |  | 0 | ZAR | 1 |  | 0 | 0 | 0 | 0 | 0 |  | Fixed
392 | TESTER;HP 8481H,POWER SENSOR REP | EA | 1 |  | 0 | ZAR | 1 |  | 0 | 0 | 0 | 0 | 0 |  | Fixed
393 | TESTER;HP 85032B,CALIBRATION KIT REP | EA | 1 |  | 0 | ZAR | 1 |  | 0 | 0 | 0 | 0 | 0 |  | Fixed
394 | TESTER;HP 86025A,POWER SENSOR REP | EA | 1 |  | 0 | ZAR | 1 |  | 0 | 0 | 0 | 0 | 0 |  | Fixed
395 | TESTER;HP 8656A,SIGNAL GENERATOR REP | EA | 1 |  | 0 | ZAR | 1 |  | 0 | 0 | 0 | 0 | 0 |  | Fixed
396 | TESTER;HP 8657A,SIGNAL GENERATOR REP | EA | 1 |  | 0 | ZAR | 1 |  | 0 | 0 | 0 | 0 | 0 |  | Fixed
397 | TESTER;HP 8920,COMMS MONITOR REP | EA | 1 |  | 0 | ZAR | 1 |  | 0 | 0 | 0 | 0 | 0 |  | Fixed
398 | TESTER;HP 8920A,TEST SET REP | EA | 1 |  | 0 | ZAR | 1 |  | 0 | 0 | 0 | 0 | 0 |  | Fixed
399 | TESTER;HP P382A,ATTENUATOR REP | EA | 1 |  | 0 | ZAR | 1 |  | 0 | 0 | 0 | 0 | 0 |  | Fixed
400 | TESTER;HP SLMS,LEVEL METER REP | EA | 1 |  | 0 | ZAR | 1 |  | 0 | 0 | 0 | 0 | 0 |  | Fixed
401 | TESTER;HP11581A,ATTENUATOR REP | EA | 1 |  | 0 | ZAR | 1 |  | 0 | 0 | 0 | 0 | 0 |  | Fixed
402 | TESTER;HP11582A,ATTENUATOR REP | EA | 1 |  | 0 | ZAR | 1 |  | 0 | 0 | 0 | 0 | 0 |  | Fixed
403 | TESTER;HP3421A,DATACOMM ANALYSER REP | EA | 1 |  | 0 | ZAR | 1 |  | 0 | 0 | 0 | 0 | 0 |  | Fixed
404 | TESTER;HP37717C,DIGITAL COMMS AN REP | EA | 1 |  | 0 | ZAR | 1 |  | 0 | 0 | 0 | 0 | 0 |  | Fixed
405 | TESTER;HP37732A,DATACOMMS ANALYS REP | EA | 1 |  | 0 | ZAR | 1 |  | 0 | 0 | 0 | 0 | 0 |  | Fixed
406 | TESTER;HP77,TONE PROBE TEST SET REP | EA | 1 |  | 0 | ZAR | 1 |  | 0 | 0 | 0 | 0 | 0 |  | Fixed
407 | TESTER;HP8494A,ATTENUATOR REP | EA | 1 |  | 0 | ZAR | 1 |  | 0 | 0 | 0 | 0 | 0 |  | Fixed
408 | TESTER;HP8494B,ATTENUATOR REP | EA | 1 |  | 0 | ZAR | 1 |  | 0 | 0 | 0 | 0 | 0 |  | Fixed
409 | TESTER;HP8496A,STEP UP ATTENUATO REP | EA | 1 |  | 0 | ZAR | 1 |  | 0 | 0 | 0 | 0 | 0 |  | Fixed
410 | TESTER;HP8496B,ATTENUATOR REP | EA | 1 |  | 0 | ZAR | 1 |  | 0 | 0 | 0 | 0 | 0 |  | Fixed
411 | TESTER;HP8562A,SPECTRUM ANNALYSE REP | EA | 1 |  | 0 | ZAR | 1 |  | 0 | 0 | 0 | 0 | 0 |  | Fixed
412 | TESTER;HP8562B,SPECTRUM ANNALYSE REP | EA | 1 |  | 0 | ZAR | 1 |  | 0 | 0 | 0 | 0 | 0 |  | Fixed
413 | TESTER;HP8563E,SPECTRUM ANALYSER REP | EA | 1 |  | 0 | ZAR | 1 |  | 0 | 0 | 0 | 0 | 0 |  | Fixed
414 | TESTER;HP8593E,SPECTRUM ANALYSER REP | EA | 1 |  | 0 | ZAR | 1 |  | 0 | 0 | 0 | 0 | 0 |  | Fixed
415 | TESTER;HP8594E,SPECTRUM ANALYSER REP | EA | 1 |  | 0 | ZAR | 1 |  | 0 | 0 | 0 | 0 | 0 |  | Fixed
416 | TESTER;HP859E,SPECTRUM ANALYSER REP | EA | 1 |  | 0 | ZAR | 1 |  | 0 | 0 | 0 | 0 | 0 |  | Fixed
417 | TESTER;HP8757E,SCALER ANALYSER REP | EA | 1 |  | 0 | ZAR | 1 |  | 0 | 0 | 0 | 0 | 0 |  | Fixed
418 | TESTER;HP8901A,MODULATOR ANALYSE REP | EA | 1 |  | 0 | ZAR | 1 |  | 0 | 0 | 0 | 0 | 0 |  | Fixed
419 | TESTER;HP8920A,COMMS MONITOR REP | EA | 1 |  | 0 | ZAR | 1 |  | 0 | 0 | 0 | 0 | 0 |  | Fixed
420 | TESTER;HP8930A,AUDIO ANALYSER REP | EA | 1 |  | 0 | ZAR | 1 |  | 0 | 0 | 0 | 0 | 0 |  | Fixed
421 | TESTER;HP8949B,ATTENUATOR REP | EA | 1 |  | 0 | ZAR | 1 |  | 0 | 0 | 0 | 0 | 0 |  | Fixed
422 | TESTER;HP8949B/8495B,ATTENUATOR REP | EA | 1 |  | 0 | ZAR | 1 |  | 0 | 0 | 0 | 0 | 0 |  | Fixed
423 | TESTER;HPJ2302A,DIGITAL COMMS AN REP | EA | 1 |  | 0 | ZAR | 1 |  | 0 | 0 | 0 | 0 | 0 |  | Fixed
424 | TESTER;HPJ382A,ATTENUATOR REP | EA | 1 |  | 0 | ZAR | 1 |  | 0 | 0 | 0 | 0 | 0 |  | Fixed
425 | TESTER;IC F3GT,TEST SET REP | EA | 1 |  | 0 | ZAR | 1 |  | 0 | 0 | 0 | 0 | 0 |  | Fixed
426 | TESTER;IC F4023T,TEST SET REP | EA | 1 |  | 0 | ZAR | 1 |  | 0 | 0 | 0 | 0 | 0 |  | Fixed
427 | TESTER;K2004,KYORITSU METER REP | EA | 1 |  | 0 | ZAR | 1 |  | 0 | 0 | 0 | 0 | 0 |  | Fixed
428 | TESTER;K2046R,M/TECH METER REP | EA | 1 |  | 0 | ZAR | 1 |  | 0 | 0 | 0 | 0 | 0 |  | Fixed
429 | TESTER;K240B,ATTENUATOR REP | EA | 1 |  | 0 | ZAR | 1 |  | 0 | 0 | 0 | 0 | 0 |  | Fixed
430 | TESTER;LA6T,EPROM ERASER REP | EA | 1 |  | 0 | ZAR | 1 |  | 0 | 0 | 0 | 0 | 0 |  | Fixed
431 | TESTER;LTD/8MK.V,MULTI METER REP | EA | 1 |  | 0 | ZAR | 1 |  | 0 | 0 | 0 | 0 | 0 |  | Fixed
432 | TESTER;MC-160,COMMS MONITOR REP | EA | 1 |  | 0 | ZAR | 1 |  | 0 | 0 | 0 | 0 | 0 |  | Fixed
433 | TESTER;ME 4510B,ANALYSER REP | EA | 1 |  | 0 | ZAR | 1 |  | 0 | 0 | 0 | 0 | 0 |  | Fixed
434 | TESTER;MG 462A,LEVEL GENERATOR REP | EA | 1 |  | 0 | ZAR | 1 |  | 0 | 0 | 0 | 0 | 0 |  | Fixed
435 | TESTER;ML524B,ANALYSER REP | EA | 1 |  | 0 | ZAR | 1 |  | 0 | 0 | 0 | 0 | 0 |  | Fixed
436 | TESTER;MS331A,FAULT LOCATER REP | EA | 1 |  | 0 | ZAR | 1 |  | 0 | 0 | 0 | 0 | 0 |  | Fixed
437 | TESTER;MT 500,MEGGER REP | EA | 1 |  | 0 | ZAR | 1 |  | 0 | 0 | 0 | 0 | 0 |  | Fixed
438 | TESTER;MT-850,MULTI METER REP | EA | 1 |  | 0 | ZAR | 1 |  | 0 | 0 | 0 | 0 | 0 |  | Fixed
439 | TESTER;MTBM515,MULTI METER REP | EA | 1 |  | 0 | ZAR | 1 |  | 0 | 0 | 0 | 0 | 0 |  | Fixed
440 | TESTER;MW 9070B,ARINTSU OTDR REP | EA | 1 |  | 0 | ZAR | 1 |  | 0 | 0 | 0 | 0 | 0 |  | Fixed
441 | TESTER;MX2400T,MAGNAVOX REP | EA | 1 |  | 0 | ZAR | 1 |  | 0 | 0 | 0 | 0 | 0 |  | Fixed
442 | TESTER;MX430,MULTI METER REP | EA | 1 |  | 0 | ZAR | 1 |  | 0 | 0 | 0 | 0 | 0 |  | Fixed
443 | TESTER;OLS1,FIBRE OPTIC LIGHT REP | EA | 1 |  | 0 | ZAR | 1 |  | 0 | 0 | 0 | 0 | 0 |  | Fixed
444 | TESTER;OPM1,FIBRE OPTIC LIGHT REP | EA | 1 |  | 0 | ZAR | 1 |  | 0 | 0 | 0 | 0 | 0 |  | Fixed
445 | TESTER;P110,PROGRAMMER REP | EA | 1 |  | 0 | ZAR | 1 |  | 0 | 0 | 0 | 0 | 0 |  | Fixed
446 | TESTER;PCM 23,TESTER REP | EA | 1 |  | 0 | ZAR | 1 |  | 0 | 0 | 0 | 0 | 0 |  | Fixed
447 | TESTER;PM 3305,OSCILLISCOPE REP | EA | 1 |  | 0 | ZAR | 1 |  | 0 | 0 | 0 | 0 | 0 |  | Fixed
448 | TESTER;PM 3315,OSCILLOSCOPE REP | EA | 1 |  | 0 | ZAR | 1 |  | 0 | 0 | 0 | 0 | 0 |  | Fixed
449 | TESTER;PM 3335,DIGITAL OSCILLOSC REP | EA | 1 |  | 0 | ZAR | 1 |  | 0 | 0 | 0 | 0 | 0 |  | Fixed
450 | TESTER;PM 5501,PATTERN GENERATOR REP | EA | 1 |  | 0 | ZAR | 1 |  | 0 | 0 | 0 | 0 | 0 |  | Fixed
451 | TESTER;PM2404,AMMETER REP | EA | 1 |  | 0 | ZAR | 1 |  | 0 | 0 | 0 | 0 | 0 |  | Fixed
452 | TESTER;PM2505,MULTIMETER REP | EA | 1 |  | 0 | ZAR | 1 |  | 0 | 0 | 0 | 0 | 0 |  | Fixed
453 | TESTER;PM6303,RCL METER REP | EA | 1 |  | 0 | ZAR | 1 |  | 0 | 0 | 0 | 0 | 0 |  | Fixed
454 | TESTER;PR875,PROGRAMMER REP | EA | 1 |  | 0 | ZAR | 1 |  | 0 | 0 | 0 | 0 | 0 |  | Fixed
455 | TESTER;PTS100&PTS200,TONE PROBE REP | EA | 1 |  | 0 | ZAR | 1 |  | 0 | 0 | 0 | 0 | 0 |  | Fixed
456 | TESTER;RF 108,LEVEL METER REP | EA | 1 |  | 0 | ZAR | 1 |  | 0 | 0 | 0 | 0 | 0 |  | Fixed
457 | TESTER;RSA SMFP2,ANALYSER REP | EA | 1 |  | 0 | ZAR | 1 |  | 0 | 0 | 0 | 0 | 0 |  | Fixed
458 | TESTER;S101,DETECTOR REP | EA | 1 |  | 0 | ZAR | 1 |  | 0 | 0 | 0 | 0 | 0 |  | Fixed
459 | TESTER;S113,FAULT LOCATER REP | EA | 1 |  | 0 | ZAR | 1 |  | 0 | 0 | 0 | 0 | 0 |  | Fixed
460 | TESTER;S331D,ANALYSER REP | EA | 1 |  | 0 | ZAR | 1 |  | 0 | 0 | 0 | 0 | 0 |  | Fixed
461 | TESTER;SMFP2,TEST SET REP | EA | 1 |  | 0 | ZAR | 1 |  | 0 | 0 | 0 | 0 | 0 |  | Fixed
462 | TESTER;SUNSET 10,ANALYSER REP | EA | 1 |  | 0 | ZAR | 1 |  | 0 | 0 | 0 | 0 | 0 |  | Fixed
463 | TESTER;T1820,TEST SET REP | EA | 1 |  | 0 | ZAR | 1 |  | 0 | 0 | 0 | 0 | 0 |  | Fixed
464 | TESTER;T2400TH,MULTI METER REP | EA | 1 |  | 0 | ZAR | 1 |  | 0 | 0 | 0 | 0 | 0 |  | Fixed
465 | TESTER;TBM811,MULTI METER REP | EA | 1 |  | 0 | ZAR | 1 |  | 0 | 0 | 0 | 0 | 0 |  | Fixed
466 | TESTER;TBM812,MULTI METER REP | EA | 1 |  | 0 | ZAR | 1 |  | 0 | 0 | 0 | 0 | 0 |  | Fixed
467 | TESTER;TDS2012,OSCILLOSCOPE REP | EA | 1 |  | 0 | ZAR | 1 |  | 0 | 0 | 0 | 0 | 0 |  | Fixed
468 | TESTER;TDS220,OSCILLOSCOPE REP | EA | 1 |  | 0 | ZAR | 1 |  | 0 | 0 | 0 | 0 | 0 |  | Fixed
469 | TESTER;TDS320,OSCILLOSCOPE REP | EA | 1 |  | 0 | ZAR | 1 |  | 0 | 0 | 0 | 0 | 0 |  | Fixed
470 | TESTER;TDS420A,OSCILLOSCOPE REP | EA | 1 |  | 0 | ZAR | 1 |  | 0 | 0 | 0 | 0 | 0 |  | Fixed
471 | TESTER;THS730A,OSCILLOSCOPE REP | EA | 1 |  | 0 | ZAR | 1 |  | 0 | 0 | 0 | 0 | 0 |  | Fixed
472 | TESTER;TFS3030,OTDR REP | EA | 1 |  | 0 | ZAR | 1 |  | 0 | 0 | 0 | 0 | 0 |  | Fixed
473 | TESTER;TKLAN-30,EXFO OTDR REP | EA | 1 |  | 0 | ZAR | 1 |  | 0 | 0 | 0 | 0 | 0 |  | Fixed
474 | TESTER;TM2192,EPROM PROGRAMMER REP | EA | 1 |  | 0 | ZAR | 1 |  | 0 | 0 | 0 | 0 | 0 |  | Fixed
475 | TESTER;TMB812,MULTI METER REP | EA | 1 |  | 0 | ZAR | 1 |  | 0 | 0 | 0 | 0 | 0 |  | Fixed
476 | TESTER;TX3,MULTIMETER REP | EA | 1 |  | 0 | ZAR | 1 |  | 0 | 0 | 0 | 0 | 0 |  | Fixed
477 | TESTER;TX90,TONE PROBE TEST SET REP | EA | 1 |  | 0 | ZAR | 1 |  | 0 | 0 | 0 | 0 | 0 |  | Fixed
478 | TESTER;VC-6025,OSCILLOSCOPE REP | EA | 1 |  | 0 | ZAR | 1 |  | 0 | 0 | 0 | 0 | 0 |  | Fixed
479 | TESTER;W&G BN2033,LEVEL GENERATO REP | EA | 1 |  | 0 | ZAR | 1 |  | 0 | 0 | 0 | 0 | 0 |  | Fixed
480 | TESTER;W&G DLA9,DATA LINE ANALYS REP | EA | 1 |  | 0 | ZAR | 1 |  | 0 | 0 | 0 | 0 | 0 |  | Fixed
481 | TESTER;W&G OLS10&OLP10,FIBRE S&D REP | EA | 1 |  | 0 | ZAR | 1 |  | 0 | 0 | 0 | 0 | 0 |  | Fixed
482 | TESTER;W&G OS12,LEVEL GENERATOR REP | EA | 1 |  | 0 | ZAR | 1 |  | 0 | 0 | 0 | 0 | 0 |  | Fixed
483 | TESTER;W&G PCM23,AUDIO TEST SET REP | EA | 1 |  | 0 | ZAR | 1 |  | 0 | 0 | 0 | 0 | 0 |  | Fixed
484 | TESTER;W&G PFA-30,DIGITAL COMMS REP | EA | 1 |  | 0 | ZAR | 1 |  | 0 | 0 | 0 | 0 | 0 |  | Fixed
485 | TESTER;W&G PFA-35,DATACOM ANALYS REP | EA | 1 |  | 0 | ZAR | 1 |  | 0 | 0 | 0 | 0 | 0 |  | Fixed
486 | TESTER;W&G PMG-13,LEVEL GENERATO REP | EA | 1 |  | 0 | ZAR | 1 |  | 0 | 0 | 0 | 0 | 0 |  | Fixed
487 | TESTER;W&G PMP-20,LEVEL METER REP | EA | 1 |  | 0 | ZAR | 1 |  | 0 | 0 | 0 | 0 | 0 |  | Fixed
488 | TESTER;W&G PS-10,LEVEL GENERATOR REP | EA | 1 |  | 0 | ZAR | 1 |  | 0 | 0 | 0 | 0 | 0 |  | Fixed
489 | TESTER;W&G PS-15,LEVEL GENERATOR REP | EA | 1 |  | 0 | ZAR | 1 |  | 0 | 0 | 0 | 0 | 0 |  | Fixed
490 | TESTER;W&G PS-20,LEVEL GENERATOR REP | EA | 1 |  | 0 | ZAR | 1 |  | 0 | 0 | 0 | 0 | 0 |  | Fixed
491 | TESTER;W&G PS-3,LEVEL GENERATOR REP | EA | 1 |  | 0 | ZAR | 1 |  | 0 | 0 | 0 | 0 | 0 |  | Fixed
492 | TESTER;W&G PS-30,LEVEL GENERATOR REP | EA | 1 |  | 0 | ZAR | 1 |  | 0 | 0 | 0 | 0 | 0 |  | Fixed
493 | TESTER;W&G PS-33,LEVEL GENERATOR REP | EA | 1 |  | 0 | ZAR | 1 |  | 0 | 0 | 0 | 0 | 0 |  | Fixed
494 | TESTER;W&G PS-33A,LEVEL GENERATO REP | EA | 1 |  | 0 | ZAR | 1 |  | 0 | 0 | 0 | 0 | 0 |  | Fixed
495 | TESTER;W&G SPM-15,SLECTIVE LEVEL REP | EA | 1 |  | 0 | ZAR | 1 |  | 0 | 0 | 0 | 0 | 0 |  | Fixed
496 | TESTER;W&G SPM-3,LEVEL METER REP | EA | 1 |  | 0 | ZAR | 1 |  | 0 | 0 | 0 | 0 | 0 |  | Fixed
497 | TESTER;W&G SPM-31,LEVEL METER REP | EA | 1 |  | 0 | ZAR | 1 |  | 0 | 0 | 0 | 0 | 0 |  | Fixed
498 | TESTER;W&G SPM-32,SLECTIVE LEVEL REP | EA | 1 |  | 0 | ZAR | 1 |  | 0 | 0 | 0 | 0 | 0 |  | Fixed
499 | TESTER;W&G SPM-32A,LEVEL GENERAT REP | EA | 1 |  | 0 | ZAR | 1 |  | 0 | 0 | 0 | 0 | 0 |  | Fixed
500 | TESTER;W&G SPM-33,LEVEL METER REP | EA | 1 |  | 0 | ZAR | 1 |  | 0 | 0 | 0 | 0 | 0 |  | Fixed
501 | TESTER;W&G SPM-34,LEVEL METER REP | EA | 1 |  | 0 | ZAR | 1 |  | 0 | 0 | 0 | 0 | 0 |  | Fixed
502 | TESTER;W&G TFH2,LEVEL METER REP | EA | 1 |  | 0 | ZAR | 1 |  | 0 | 0 | 0 | 0 | 0 |  | Fixed
503 | TESTER;WG15,ATTENUATOR REP | EA | 1 |  | 0 | ZAR | 1 |  | 0 | 0 | 0 | 0 | 0 |  | Fixed
504 | TESTER;XL3120,FREQUENCY COUNTER REP | EA | 1 |  | 0 | ZAR | 1 |  | 0 | 0 | 0 | 0 | 0 |  | Fixed
505 | TESTER;YSS 1315,OTDR REP | EA | 1 |  | 0 | ZAR | 1 |  | 0 | 0 | 0 | 0 | 0 |  | Fixed
506 | TESTER;FTB-100B,EXFO OTDR REP | EA | 1 |  | 0 | ZAR | 1 |  | 0 | 0 | 0 | 0 | 0 |  | Fixed
507 | TESTER;FSM-40S,FUJIKURA FUSION SPLICER R | EA | 1 |  | 0 | ZAR | 1 |  | 0 | 0 | 0 | 0 | 0 |  | Fixed
508 | TESTER;PAD-55-10L,KIKISUI POWER SUPPLY R | EA | 1 |  | 0 | ZAR | 1 |  | 0 | 0 | 0 | 0 | 0 |  | Fixed
509 | TESTER;NGB;POWER SUPPLY REP | EA | 1 |  | 0 | ZAR | 1 |  | 0 | 0 | 0 | 0 | 0 |  | Fixed
510 | TESTER;UT60B;MULTIMETER UNI-T REP | EA | 1 |  | 0 | ZAR | 1 |  | 0 | 0 | 0 | 0 | 0 |  | Fixed
511 | UNIT:MT24;MAJORTECH MULTIMETER REP | EA | 1 |  | 0 | ZAR | 1 |  | 0 | 0 | 0 | 0 | 0 |  | Fixed
512 | TESTER;BIRD 4304A,WATT METER REP | EA | 1 |  | 0 | ZAR | 1 |  | 0 | 0 | 0 | 0 | 0 |  | Fixed
513 | TESTER:AMS;ESD AUDIO MEASURING SET REP | EA | 1 |  | 0 | ZAR | 1 |  | 0 | 0 | 0 | 0 | 0 |  | Fixed
514 | TESTER:CMS52;R&S RADIO COMMS MONITOR REP | EA | 1 |  | 0 | ZAR | 1 |  | 0 | 0 | 0 | 0 | 0 |  | Fixed
515 | TESTER:K345A;LAMODA REGULATED P/S REP | EA | 1 |  | 0 | ZAR | 1 |  | 0 | 0 | 0 | 0 | 0 |  | Fixed
516 | TESTER;HP8562B,SPECTRUM ANNALYSE REP | EA | 1 |  | 0 | ZAR | 1 |  | 0 | 0 | 0 | 0 | 0 |  | Fixed
517 | TESTER;1200S,COMMS MONITOR IFR REP | EA | 1 |  | 0 | ZAR | 1 |  | 0 | 0 | 0 | 0 | 0 |  | Fixed
518 | Tester:S810D - 820D; Rep Major; 220 VAC | EA | 1 |  | 0 | ZAR | 1 |  | 0 | 0 | 0 | 0 | 0 |  | Fixed
519 | Tester: S810D - 820D; Rep Minor;220 VAC | EA | 1 |  | 0 | ZAR | 1 |  | 0 | 0 | 0 | 0 | 0 |  | Fixed
520 | Tester: S810D - S820D; Cal 220 VAC | EA | 1 |  | 0 | ZAR | 1 |  | 0 | 0 | 0 | 0 | 0 |  | Fixed
521 | Tester:Sage JDSU OTDR Rep Major; Instrum | EA | 1 |  | 0 | ZAR | 1 |  | 0 | 0 | 0 | 0 | 0 |  | Fixed
522 | Tester: Sage JDSU OTDR Rep Minor; Instru | EA | 1 |  | 0 | ZAR | 1 |  | 0 | 0 | 0 | 0 | 0 |  | Fixed
523 | Tester: Sage JDSU OTDR Cal; Instrument | EA | 1 |  | 0 | ZAR | 1 |  | 0 | 0 | 0 | 0 | 0 |  | Fixed
524 | TESTER:S810D-820D ;REP ;220 VAC | EA | 1 |  | 0 | ZAR | 1 |  | 0 | 0 | 0 | 0 | 0 |  | Fixed
525 | TESTER:S810D-S820D ;CAL ;220 VAC | EA | 1 |  | 0 | ZAR | 1 |  | 0 | 0 | 0 | 0 | 0 |  | Fixed
526 | TESTER:SAGE JDSU OTDR REP ;INSTRUMENT | EA | 1 |  | 0 | ZAR | 1 |  | 0 | 0 | 0 | 0 | 0 |  | Fixed
527 | TESTER:SAGE JDSU OTDR CAL ;INSTRUMENT | EA | 1 |  | 0 | ZAR | 1 |  | 0 | 0 | 0 | 0 | 0 |  | Fixed
528 | ,00ER:S810D-820D ;REP ;220 VAC | EA | 1 |  | 0 | ZAR | 1 |  | 0 | 0 | 0 | 0 | 0 |  | Fixed
529 | TESTER:S810D-S820D ;CAL ;220 VAC | EA | 1 |  | 0 | ZAR | 1 |  | 0 | 0 | 0 | 0 | 0 |  | Fixed
530 | TESTER:SAGE JDSU OTDR REP ;INSTRUMENT | EA | 1 |  | 0 | ZAR | 1 |  | 0 | 0 | 0 | 0 | 0 |  | Fixed
531 | TESTER:SAGE JDSU OTDR CAL ;INSTRUMENT | EA | 1 |  | 0 | ZAR | 1 |  | 0 | 0 | 0 | 0 | 0 |  | Fixed
| Total Tendered Value |  |  |  | 0 |  |  |  | 0 | 0 | 0 | 0 | 0
[11 empty] | Must agree with Price (Excl. VAT) on Tender Cover Page |  | Must agree with Price (Incl. VAT) on Tender Cover Page

## 5.1.2 CPA Formulae
Enquiry No. |  | MWP1770
Package Name: |  | Provisioning of calibration and repair of Eskom Telecommunications test equipment on an as and when required basis for a period of three (3) years
Tenderer's Name: |  | 0
Category of Offer: |  | Main Offer Only
5.1.2 CONTRACT PRICE ADJUSTMENT (CPA) FOR INFLATION
No. | Formula Code | Summary of the description of the Tenderer's Formulae
1 | Fixed | Firm and Fixed |  |  | Prices are 100 % fixed and firm. CPA is not applicable.
2 | A | Tenderer's description of Formula A |  |  | Type in the description of each formula in the tables below
3 | B | Tenderer's description of Formula B
4 | C | Tenderer's description of Formula C
5 | D | Tenderer's description of Formula D
6 | E | Tenderer's description of Formula E
7 | F | Tenderer's description of Formula F
8 | G | Tenderer's description of Formula G
9 | H | Tenderer's description of Formula H
10 | I | Tenderer's description of Formula I
11 | J | Tenderer's description of Formula J
SPECIFIC REQUIREMENTS
1 | Only Main Offer is to be submitted. Main offer tenderers are to fully comply with the requirements in the General Notes and CPA Formulae Notes below.
2 | No ALTERNATIVE offers are accepted.
GENERAL NOTES :
1 | References to "indices" below mean "cost indices or reference prices".
2 | Where 5 year historical information must be provided as instructed below, internet address references which are accessible to the general public may be submitted by the Tenderer instead, with the specific electronic route and web page reflecting the applicable data.
3 | The worksheet CPA Formula in 5.1.2. has to be populated by the tenderer (columns B - J), unless the tenderer’s prices are fixed and firm for the duration of the contract. Each CPA formula must add up to a total of 100%. All columns are to be populated. No inhouse CPA indices may be used. Tenderers are to provide all requested information.CPA Formulae should represent cost breakdown of the goods/commodities/components/items being sourced.
4 | CPA Formulae Codes Column N 5.1.1 Pricing is to be populated by the tenderer by selecting the respective drop down codes CPA formula as developed by Tenderer in 5.1.2 CPA formulae worksheet (e.g. Formula A-J ) then the tenderer must populate their respective CPA formula in 5.1.2 CPA Formulae Worksheet. Codes and descriptions must be selected by the tenderer and inserted into each row of activity.
5 | Prices will be fixed for the first twelve (12) months after contract signing date and escalated on an annual basis based on the CPA formula agreed on with tenderer.
6 | The CPA escalation will be calculated as follows: latest index which is the latest available index at the end of each contractual year vs. the base index which is one month prior to tender closing date.
CPA FORMULA NOTES :
1 | Proportions/weightings in CPA Formulae: The fixed portion of each formula, not subject to CPA, must be at least 15% but Tenderers may submit higher fixed portion percentages. The other constituent indices and their proportions in each formula must be realistic and relative to the applicable work. The fixed portion and other proportions must add up to 100%.
2 | Formulae must be linked to independent cost indices or other benchmarks ("reference prices") and must be clearly and completely defined. The source must be a recognised and independent statistical publishing organisation. The Tenderers' in-house indices may not be used.
3 | Local Price CPA: Where local indices other than those published by SEIFSA or Statistics SA are specified, the Tenderer must submit 5 years' of month by month historical data for such indices. The Tenderer must ensure that indices are published and recommended by the source thereof as applicable to the work involved and that they are still in force/use and applicable at the date of submission of the tender.
4 | CPA Base Date: The CPA base date for calculating price movements will be the Base Date, Month before Tender closes. For indices or reference prices published as at certain dates, and where such a date is not the Base Date, the latest date for which it is published before the Base Date will be considered as the Base Date index or reference price. In instances where the figure or value is not as at the Base Date or considered as the Base Date Index or reference price as explained herein, the date, figure or value as well as the reason for the deviation must be clearly separately stated and must be realistic for purposes of CPA.
5 | Base Date Index : The base index or reference price must be inserted in the appropriate column.
Formula A | Tenderer's description of Formula A
Index Ref. | Proportions / weightings for each index (refer note 1) | Description / scope of index (e.g. Labour) | Title/Definition : Linked to the index, e.g., Table C3, All hourly paid employees. Must be completely defined | Source/publisher of index (e.g. SEIFSA, StatsSA, LME) | Base Month for CPA if not Base Date as defined (refer note 4) | Base Date Index (refer note 5) | Historical data provided (Yes or No- provide http link) | yy/mm/dd | yy/mm/dd | yy/mm/dd | yy/mm/dd | yy/mm/dd | yy/mm/dd | yy/mm/dd | yy/mm/dd | yy/mm/dd | yy/mm/dd | yy/mm/dd | yy/mm/dd | yy/mm/dd | yy/mm/dd | yy/mm/dd | yy/mm/dd | yy/mm/dd | yy/mm/dd | yy/mm/dd | yy/mm/dd | yy/mm/dd | yy/mm/dd | yy/mm/dd | yy/mm/dd | yy/mm/dd | yy/mm/dd | yy/mm/dd | yy/mm/dd | yy/mm/dd | yy/mm/dd | yy/mm/dd | yy/mm/dd | yy/mm/dd | yy/mm/dd | yy/mm/dd | yy/mm/dd | yy/mm/dd | yy/mm/dd | yy/mm/dd | yy/mm/dd | yy/mm/dd | yy/mm/dd | yy/mm/dd | yy/mm/dd | yy/mm/dd | yy/mm/dd | yy/mm/dd | yy/mm/dd | yy/mm/dd | yy/mm/dd | yy/mm/dd | yy/mm/dd | yy/mm/dd | yy/mm/dd | yy/mm/dd | yy/mm/dd | yy/mm/dd | yy/mm/dd | yy/mm/dd
A1
A2
A3
A4
A5
A6 | 15% | Fixed 15% minimum not subject to CPA (0.150)
| 15% | Total | This Total is to add up to 100% for each CPA formula submitted by tenderer
Formula B | Tenderer's description of Formula B
Index Ref. | Proportions / weightings for each index (refer note 1) | Description / scope of index (e.g. Labour) | Title/Definition : Linked to the index, e.g., Table C3, All hourly paid employees. Must be completely defined | Source/publisher of index (e.g. SEIFSA, StatsSA, LME) | Base Month for CPA if not Base Date as defined (refer note 4) | Base Date Index (refer note 5) | Historical data provided (Yes or No- provide Internet address) | yy/mm/dd | yy/mm/dd | yy/mm/dd | yy/mm/dd | yy/mm/dd | yy/mm/dd | yy/mm/dd | yy/mm/dd | yy/mm/dd | yy/mm/dd | yy/mm/dd | yy/mm/dd | yy/mm/dd | yy/mm/dd | yy/mm/dd | yy/mm/dd | yy/mm/dd | yy/mm/dd | yy/mm/dd | yy/mm/dd | yy/mm/dd | yy/mm/dd | yy/mm/dd | yy/mm/dd | yy/mm/dd | yy/mm/dd | yy/mm/dd | yy/mm/dd | yy/mm/dd | yy/mm/dd | yy/mm/dd | yy/mm/dd | yy/mm/dd | yy/mm/dd | yy/mm/dd | yy/mm/dd | yy/mm/dd | yy/mm/dd | yy/mm/dd | yy/mm/dd | yy/mm/dd | yy/mm/dd | yy/mm/dd | yy/mm/dd | yy/mm/dd | yy/mm/dd | yy/mm/dd | yy/mm/dd | yy/mm/dd | yy/mm/dd | yy/mm/dd | yy/mm/dd | yy/mm/dd | yy/mm/dd | yy/mm/dd | yy/mm/dd | yy/mm/dd | yy/mm/dd | yy/mm/dd
B1
B2
B3
B4
B5
B6 | 15% | Fixed 15% minimum not subject to CPA (0.150)
| 15% | Total | This Total is to add up to 100% for each CPA formula submitted by tenderer
Formula C | Tenderer's description of Formula C
Index Ref. | Proportions / weightings for each index (refer note 1) | Description / scope of index (e.g. Labour) | Title/Definition : Linked to the index, e.g., Table C3, All hourly paid employees. Must be completely defined | Source/publisher of index (e.g. SEIFSA, StatsSA, LME) | Base Month for CPA if not Base Date as defined (refer note 4) | Base Date Index (refer note 5) | Historical data provided (Yes or No- provide Internet address) | yy/mm/dd | yy/mm/dd | yy/mm/dd | yy/mm/dd | yy/mm/dd | yy/mm/dd | yy/mm/dd | yy/mm/dd | yy/mm/dd | yy/mm/dd | yy/mm/dd | yy/mm/dd | yy/mm/dd | yy/mm/dd | yy/mm/dd | yy/mm/dd | yy/mm/dd | yy/mm/dd | yy/mm/dd | yy/mm/dd | yy/mm/dd | yy/mm/dd | yy/mm/dd | yy/mm/dd | yy/mm/dd | yy/mm/dd | yy/mm/dd | yy/mm/dd | yy/mm/dd | yy/mm/dd | yy/mm/dd | yy/mm/dd | yy/mm/dd | yy/mm/dd | yy/mm/dd | yy/mm/dd | yy/mm/dd | yy/mm/dd | yy/mm/dd | yy/mm/dd | yy/mm/dd | yy/mm/dd | yy/mm/dd | yy/mm/dd | yy/mm/dd | yy/mm/dd | yy/mm/dd | yy/mm/dd | yy/mm/dd | yy/mm/dd | yy/mm/dd | yy/mm/dd | yy/mm/dd | yy/mm/dd | yy/mm/dd | yy/mm/dd | yy/mm/dd | yy/mm/dd | yy/mm/dd
C1
C2
C3
C4
C5
C6 | 15% | Fixed 15% minimum not subject to CPA (0.150)
| 15% | Total | This Total is to add up to 100% for each CPA formula submitted by tenderer
Formula D | Tenderer's description of Formula D
Index Ref. | Proportions / weightings for each index (refer note 1) | Description / scope of index (e.g. Labour) | Title/Definition : Linked to the index, e.g., Table C3, All hourly paid employees. Must be completely defined | Source/publisher of index (e.g. SEIFSA, StatsSA, LME) | Base Month for CPA if not Base Date as defined (refer note 4) | Base Date Index (refer note 5) | Historical data provided (Yes or No- provide Internet address) | yy/mm/dd | yy/mm/dd | yy/mm/dd | yy/mm/dd | yy/mm/dd | yy/mm/dd | yy/mm/dd | yy/mm/dd | yy/mm/dd | yy/mm/dd | yy/mm/dd | yy/mm/dd | yy/mm/dd | yy/mm/dd | yy/mm/dd | yy/mm/dd | yy/mm/dd | yy/mm/dd | yy/mm/dd | yy/mm/dd | yy/mm/dd | yy/mm/dd | yy/mm/dd | yy/mm/dd | yy/mm/dd | yy/mm/dd | yy/mm/dd | yy/mm/dd | yy/mm/dd | yy/mm/dd | yy/mm/dd | yy/mm/dd | yy/mm/dd | yy/mm/dd | yy/mm/dd | yy/mm/dd | yy/mm/dd | yy/mm/dd | yy/mm/dd | yy/mm/dd | yy/mm/dd | yy/mm/dd | yy/mm/dd | yy/mm/dd | yy/mm/dd | yy/mm/dd | yy/mm/dd | yy/mm/dd | yy/mm/dd | yy/mm/dd | yy/mm/dd | yy/mm/dd | yy/mm/dd | yy/mm/dd | yy/mm/dd | yy/mm/dd | yy/mm/dd | yy/mm/dd | yy/mm/dd
D1
D2
D3
D4
D5
D6 | 15% | Fixed 15% minimum not subject to CPA (0.150)
| 15% | Total | This Total is to add up to 100% for each CPA formula submitted by tenderer
Formula E | Tenderer's description of Formula E
Index Ref. | Proportions / weightings for each index (refer note 1) | Description / scope of index (e.g. Labour) | Title/Definition : Linked to the index, e.g., Table C3, All hourly paid employees. Must be completely defined | Source/publisher of index (e.g. SEIFSA, StatsSA, LME) | Base Month for CPA if not Base Date as defined (refer note 4) | Base Date Index (refer note 5) | Historical data provided (Yes or No- provide Internet address) | yy/mm/dd | yy/mm/dd | yy/mm/dd | yy/mm/dd | yy/mm/dd | yy/mm/dd | yy/mm/dd | yy/mm/dd | yy/mm/dd | yy/mm/dd | yy/mm/dd | yy/mm/dd | yy/mm/dd | yy/mm/dd | yy/mm/dd | yy/mm/dd | yy/mm/dd | yy/mm/dd | yy/mm/dd | yy/mm/dd | yy/mm/dd | yy/mm/dd | yy/mm/dd | yy/mm/dd | yy/mm/dd | yy/mm/dd | yy/mm/dd | yy/mm/dd | yy/mm/dd | yy/mm/dd | yy/mm/dd | yy/mm/dd | yy/mm/dd | yy/mm/dd | yy/mm/dd | yy/mm/dd | yy/mm/dd | yy/mm/dd | yy/mm/dd | yy/mm/dd | yy/mm/dd | yy/mm/dd | yy/mm/dd | yy/mm/dd | yy/mm/dd | yy/mm/dd | yy/mm/dd | yy/mm/dd | yy/mm/dd | yy/mm/dd | yy/mm/dd | yy/mm/dd | yy/mm/dd | yy/mm/dd | yy/mm/dd | yy/mm/dd | yy/mm/dd | yy/mm/dd | yy/mm/dd
E1
E2
E3
E4
E5
E6 | 15% | Fixed 15% minimum not subject to CPA (0.150)
| 15% | Total | This Total is to add up to 100% for each CPA formula submitted by tenderer
Formula F | Tenderer's description of Formula F
Index Ref. | Proportions / weightings for each index (refer note 1) | Description / scope of index (e.g. Labour) | Title/Definition : Linked to the index, e.g., Table C3, All hourly paid employees. Must be completely defined | Source/publisher of index (e.g. SEIFSA, StatsSA, LME) | Base Month for CPA if not Base Date as defined (refer note 4) | Base Date Index (refer note 5) | Historical data provided (Yes or No- provide Internet address) | yy/mm/dd | yy/mm/dd | yy/mm/dd | yy/mm/dd | yy/mm/dd | yy/mm/dd | yy/mm/dd | yy/mm/dd | yy/mm/dd | yy/mm/dd | yy/mm/dd | yy/mm/dd | yy/mm/dd | yy/mm/dd | yy/mm/dd | yy/mm/dd | yy/mm/dd | yy/mm/dd | yy/mm/dd | yy/mm/dd | yy/mm/dd | yy/mm/dd | yy/mm/dd | yy/mm/dd | yy/mm/dd | yy/mm/dd | yy/mm/dd | yy/mm/dd | yy/mm/dd | yy/mm/dd | yy/mm/dd | yy/mm/dd | yy/mm/dd | yy/mm/dd | yy/mm/dd | yy/mm/dd | yy/mm/dd | yy/mm/dd | yy/mm/dd | yy/mm/dd | yy/mm/dd | yy/mm/dd | yy/mm/dd | yy/mm/dd | yy/mm/dd | yy/mm/dd | yy/mm/dd | yy/mm/dd | yy/mm/dd | yy/mm/dd | yy/mm/dd | yy/mm/dd | yy/mm/dd | yy/mm/dd | yy/mm/dd | yy/mm/dd | yy/mm/dd | yy/mm/dd | yy/mm/dd
F1
F2
F3
F4
F5
F6 | 15% | Fixed 15% minimum not subject to CPA (0.150)
| 15% | Total | This Total is to add up to 100% for each CPA formula submitted by tenderer
Formula G | Tenderer's description of Formula G
Index Ref. | Proportions / weightings for each index (refer note 1) | Description / scope of index (e.g. Labour) | Title/Definition : Linked to the index, e.g., Table C3, All hourly paid employees. Must be completely defined | Source/publisher of index (e.g. SEIFSA, StatsSA, LME) | Base Month for CPA if not Base Date as defined (refer note 4) | Base Date Index (refer note 5) | Historical data provided (Yes or No- provide Internet address) | yy/mm/dd | yy/mm/dd | yy/mm/dd | yy/mm/dd | yy/mm/dd | yy/mm/dd | yy/mm/dd | yy/mm/dd | yy/mm/dd | yy/mm/dd | yy/mm/dd | yy/mm/dd | yy/mm/dd | yy/mm/dd | yy/mm/dd | yy/mm/dd | yy/mm/dd | yy/mm/dd | yy/mm/dd | yy/mm/dd | yy/mm/dd | yy/mm/dd | yy/mm/dd | yy/mm/dd | yy/mm/dd | yy/mm/dd | yy/mm/dd | yy/mm/dd | yy/mm/dd | yy/mm/dd | yy/mm/dd | yy/mm/dd | yy/mm/dd | yy/mm/dd | yy/mm/dd | yy/mm/dd | yy/mm/dd | yy/mm/dd | yy/mm/dd | yy/mm/dd | yy/mm/dd | yy/mm/dd | yy/mm/dd | yy/mm/dd | yy/mm/dd | yy/mm/dd | yy/mm/dd | yy/mm/dd | yy/mm/dd | yy/mm/dd | yy/mm/dd | yy/mm/dd | yy/mm/dd | yy/mm/dd | yy/mm/dd | yy/mm/dd | yy/mm/dd | yy/mm/dd | yy/mm/dd
G1
G2
G3
G4
G5
G6 | 15% | Fixed 15% minimum not subject to CPA (0.150)
| 15% | Total | This Total is to add up to 100% for each CPA formula submitted by tenderer
Formula H | Tenderer's description of Formula H
Index Ref. | Proportions / weightings for each index (refer note 1) | Description / scope of index (e.g. Labour) | Title/Definition : Linked to the index, e.g., Table C3, All hourly paid employees. Must be completely defined | Source/publisher of index (e.g. SEIFSA, StatsSA, LME) | Base Month for CPA if not Base Date as defined (refer note 4) | Base Date Index (refer note 5) | Historical data provided (Yes or No- provide Internet address) | yy/mm/dd | yy/mm/dd | yy/mm/dd | yy/mm/dd | yy/mm/dd | yy/mm/dd | yy/mm/dd | yy/mm/dd | yy/mm/dd | yy/mm/dd | yy/mm/dd | yy/mm/dd | yy/mm/dd | yy/mm/dd | yy/mm/dd | yy/mm/dd | yy/mm/dd | yy/mm/dd | yy/mm/dd | yy/mm/dd | yy/mm/dd | yy/mm/dd | yy/mm/dd | yy/mm/dd | yy/mm/dd | yy/mm/dd | yy/mm/dd | yy/mm/dd | yy/mm/dd | yy/mm/dd | yy/mm/dd | yy/mm/dd | yy/mm/dd | yy/mm/dd | yy/mm/dd | yy/mm/dd | yy/mm/dd | yy/mm/dd | yy/mm/dd | yy/mm/dd | yy/mm/dd | yy/mm/dd | yy/mm/dd | yy/mm/dd | yy/mm/dd | yy/mm/dd | yy/mm/dd | yy/mm/dd | yy/mm/dd | yy/mm/dd | yy/mm/dd | yy/mm/dd | yy/mm/dd | yy/mm/dd | yy/mm/dd | yy/mm/dd | yy/mm/dd | yy/mm/dd | yy/mm/dd
H1
H2
H3
H4
H5
H6 | 15% | Fixed 15% minimum not subject to CPA (0.150)
| 15% | Total | This Total is to add up to 100% for each CPA formula submitted by tenderer
Formula I | Tenderer's description of Formula I
Index Ref. | Proportions / weightings for each index (refer note 1) | Description / scope of index (e.g. Labour) | Title/Definition : Linked to the index, e.g., Table C3, All hourly paid employees. Must be completely defined | Source/publisher of index (e.g. SEIFSA, StatsSA, LME) | Base Month for CPA if not Base Date as defined (refer note 4) | Base Date Index (refer note 5) | Historical data provided (Yes or No- provide Internet address) | yy/mm/dd | yy/mm/dd | yy/mm/dd | yy/mm/dd | yy/mm/dd | yy/mm/dd | yy/mm/dd | yy/mm/dd | yy/mm/dd | yy/mm/dd | yy/mm/dd | yy/mm/dd | yy/mm/dd | yy/mm/dd | yy/mm/dd | yy/mm/dd | yy/mm/dd | yy/mm/dd | yy/mm/dd | yy/mm/dd | yy/mm/dd | yy/mm/dd | yy/mm/dd | yy/mm/dd | yy/mm/dd | yy/mm/dd | yy/mm/dd | yy/mm/dd | yy/mm/dd | yy/mm/dd | yy/mm/dd | yy/mm/dd | yy/mm/dd | yy/mm/dd | yy/mm/dd | yy/mm/dd | yy/mm/dd | yy/mm/dd | yy/mm/dd | yy/mm/dd | yy/mm/dd | yy/mm/dd | yy/mm/dd | yy/mm/dd | yy/mm/dd | yy/mm/dd | yy/mm/dd | yy/mm/dd | yy/mm/dd | yy/mm/dd | yy/mm/dd | yy/mm/dd | yy/mm/dd | yy/mm/dd | yy/mm/dd | yy/mm/dd | yy/mm/dd | yy/mm/dd | yy/mm/dd
I1
I2
I3
I4
I5
I6 | 15% | Fixed 15% minimum not subject to CPA (0.150)
| 15% | Total | This Total is to add up to 100% for each CPA formula submitted by tenderer
Formula J | Tenderer's description of Formula J
Index Ref. | Proportions / weightings for each index (refer note 1) | Description / scope of index (e.g. Labour) | Title/Definition : Linked to the index, e.g., Table C3, All hourly paid employees. Must be completely defined | Source/publisher of index (e.g. SEIFSA, StatsSA, LME) | Base Month for CPA if not Base Date as defined (refer note 4) | Base Date Index (refer note 5) | Historical data provided (Yes or No- provide Internet address) | yy/mm/dd | yy/mm/dd | yy/mm/dd | yy/mm/dd | yy/mm/dd | yy/mm/dd | yy/mm/dd | yy/mm/dd | yy/mm/dd | yy/mm/dd | yy/mm/dd | yy/mm/dd | yy/mm/dd | yy/mm/dd | yy/mm/dd | yy/mm/dd | yy/mm/dd | yy/mm/dd | yy/mm/dd | yy/mm/dd | yy/mm/dd | yy/mm/dd | yy/mm/dd | yy/mm/dd | yy/mm/dd | yy/mm/dd | yy/mm/dd | yy/mm/dd | yy/mm/dd | yy/mm/dd | yy/mm/dd | yy/mm/dd | yy/mm/dd | yy/mm/dd | yy/mm/dd | yy/mm/dd | yy/mm/dd | yy/mm/dd | yy/mm/dd | yy/mm/dd | yy/mm/dd | yy/mm/dd | yy/mm/dd | yy/mm/dd | yy/mm/dd | yy/mm/dd | yy/mm/dd | yy/mm/dd | yy/mm/dd | yy/mm/dd | yy/mm/dd | yy/mm/dd | yy/mm/dd | yy/mm/dd | yy/mm/dd | yy/mm/dd | yy/mm/dd | yy/mm/dd | yy/mm/dd
J1
J2
J3
J4
J5
J6 | 15% | Fixed 15% minimum not subject to CPA (0.150)
| 15% | Total | This Total is to add up to 100% for each CPA formula submitted by tenderer

## 5.1.3 Summary
Enquiry No. |  | MWP1770TX
Package Name: |  | Provisioning of calibration and repair of Eskom Telecommunications test equipment on an as and when required basis for a period of three (3) years
Tenderer's Name: |  | 0
Category of Offer: |  | Main Offer Only
5.1.3 Summary | [6 empty] | Manual input required
All prices in ZAR
Table No. | Section Description | Total Foreign Currency | Total Foreign Currency (ZAR) | Local | Total Tendered Value
1 | Callibration equipment | 0 | 0 | 0 | 0
| TOTAL PRICE EXCLUDING VAT | 0 | 0 | 0 | 0 | Must agree with Price (Excl. VAT) on Tender Cover Page
| SOUTH AFRICAN VAT - ON IMPORTED GOODS | 0 | 0 | 0 | 0
| TOTAL PRICES INCLUDING VAT | 0 | 0 | 0 | 0 | Must agree with Price (Incl. VAT) on Tender Cover Page
|  | #REF! | #REF! | #REF! | #REF!
|  |  |  | CHECK | #REF!

## 5.1.4 PS5 (hidden)
Enquiry No. |  | MWP1770TX
Package Name: |  | Provisioning of calibration and repair of Eskom Telecommunications test equipment on an as and when required basis for a period of three (3) years
Tenderer's Name: |  | 0
Category of Offer: |  | Main Offer Only
5.1.4. PS 5
NOTES:
1 | The exchange rates inputted below must be the same as per Worksheet 5.1.6 Exchange Rates.
[7 empty] | 1 | 2 | 3 | 4 | 5 | 6 | 7 | 8
No. | Description | [5 empty] | #REF! | #REF! | #REF! | #REF! | #REF! | #REF! | #REF! | #REF!
*Eskom may effect this insurance which includes war
risk insurance
**Please specify
| SUPPLIED FROM OUTSIDE R.S.A.: |  |  |  |  | (In ZAR)
1 | 1: F.O.B. PRICE |  |  |  |  | (In ZAR) | 1: 1000
2 | 2: COST OF SEA FREIGHT |  |  |  |  | (In ZAR)
3 | 3: COST OF AIR FREIGHT |  |  |  |  | (In ZAR)
4 | 4: COST OF MARINE INSURANCES * |  |  |  |  | (In ZAR)
5 | 5: TOTAL PRICE DELIVERED PORT R.S.A. ... |  |  | (1+2+3+4) |  | (In ZAR) | 1000 | 0 | 0 | 0 | 0 | 0 | 0 | 0
6 | 6: WHARFAGE |  |  |  |  | (In ZAR)
7 | 7: LANDING CHARGES |  |  |  |  | (In ZAR)
8 | 8: CUSTOMS DUTIES |  |  |  |  | (In ZAR)
9 | 9: IMPORT SURCHARGE |  |  |  |  | (In ZAR)
10 | 10: OTHER** |  |  |  |  | (In ZAR)
11 | 11: COST OF IMPORTATION ... |  |  | (6+7+8+9+10) |  | (In ZAR) | 0 | 0 | 0 | 0 | 0 | 0 | 0 | 0
12 | 12: COST OF RAIL TRANSPORT IN R.S.A. |  |  |  |  | (In ZAR)
13 | 13: COST OF ROAD TRANSPORT IN R.S.A. |  |  |  |  | (In ZAR)
14 | 14: TOTAL COST OF TRANSPORT S.A. PORT TO WORK/SITE ... |  |  | (12+13) |  | (In ZAR) | 0 | 0 | 0 | 0 | 0 | 0 | 0 | 0
15 | 15: TOTAL PRICE (F.O.B.) DELIVERED TO WORKS/SITE... |  |  | (5+11+14) |  | (In ZAR) | 1000 | 0 | 0 | 0 | 0 | 0 | 0 | 0
SUPPLIED FROM INSIDE R.S.A.
16 | 16: F.O.R. PRICE-GOODS MANUFACTURED INSIDE R.S.A.
17 | 17: F.O.R. PRICE-GOODS SUPPLIED FROM IMPORTED ITEMS
18 | 18: TOTAL F.O.R. PRICE ... |  |  | (16+17) |  |  | 0 | 0 | 0 | 0 | 0 | 0 | 0 | 0
19 | 19: COST OF RAIL TRANSPORT
20 | 20: COST OF ROAD TRANSPORT
21 | 21: COST OF TRANSPORT WORKS TO SITE ... |  |  | (19+20) |  |  | 0 | 0 | 0 | 0 | 0 | 0 | 0 | 0
22 | 22: PRICE (F.O.R.) DELIVERED TO SITE ... |  |  | (18+21) |  |  | 0 | 0 | 0 | 0 | 0 | 0 | 0 | 0
SITE WORK (ERECTION / INSTALLATION INCL. COMMISSIONING) | bar: 1 to 2
23 | 23: LOCAL LABOUR
24 | 24: EXPATRIATE LABOUR
25 | 25: TOTAL PRICE FOR SITE WORK ... |  |  | (23+24) |  |  | 0 | 0 | 0 | 0 | 0 | 0 | 0 | 0
26 | 26: OVERSEAS ENGINEERING SERVICES
27 | 27: LOCAL ENGINEERING SERVICES
28 | 28: TOTAL PRICE FOR ENGINEERING SERVICES... |  |  | (26+27) |  |  | 0 | 0 | 0 | 0 | 0 | 0 | 0 | 0
29 | 29: TOTAL PRICE DELIVERED TO SITE (EXCL VAT) |  |  | (15+22+25+28) |  |  |  | 0 | 0 | 0 | 0 | 0 | 0 | 0
30 | 30. VAT
31 | 31: TOTAL PRICE DELIVERED TO SITE (INCLD) VAT |  |  | (29+30) |  |  | 0 | 0 | 0 | 0 | 0 | 0 | 0 | 0 | Must agree with Price (Including VAT) on Tender Cover Page
[7 empty] | 1 | 2 | 3 | 4 | 5 | 6 | 7 | 8
| *Eskom may effect this insurance which includes war | [5 empty] | DISTRIBUTION CLASS SURGE ARRESTERS FOR 11KV SYSTEMS (INLAND) | DISTRIBUTION CLASS SURGE ARRESTERS FOR 11KV SYSTEMS (COASTAL) | DISTRIBUTION CLASS SURGE ARRESTERS FOR 22KV SYSTEMS (INLAND) | DISTRIBUTION CLASS SURGE ARRESTERS FOR 22KV SYSTEMS (COASTAL) | DISTRIBUTION CLASS SURGE ARRESTERS FOR 33KV SYSTEMS (COASTAL) | DISTRIBUTION CLASS SURGE ARRESTERS FOR 33KV SYSTEMS (COASTAL) | DISTRIBUTION CLASS SURGE ARRESTERS FOR 19KV SWER SYSTEMS (INLAND) | DISTRIBUTION CLASS SURGE ARRESTERS FOR 19KV SWER SYSTEMS (COASTAL)
risk insurance
**Please specify
| PRICE DELIVERED TO PORT R.S.A. (LINE 5) |  |  |  | (In Foreign Currency)
32 | 32: CURRENCY A 1 ZAR=............ |  | (FOB) |  | (In Foreign Currency)
33 | 33: CURRENCY B 1 ZAR=............ |  | (FOB) |  | (In Foreign Currency)
34 | 34: CURRENCY C 1 ZAR=............ |  | (FOB) |  | (In Foreign Currency)
35 | 35: CURRENCY D 1 ZAR=............ |  | (FREIGHT) |  | (In Foreign Currency)
36 | 36: CURRENCY E 1 ZAR=............ |  | (INSURANCE) |  | (In Foreign Currency)
37 | 37: TOTAL F.O.B. PRICE |  |  | (5=32+33+34+35+36) |  |  | 0 | 0 | 0 | 0 | 0 | 0 | 0 | 0
| PRICE EXPATRIATE LABOUR (LINE 25) |  |  |  | (In Foreign Currency)
38 | 38: CURRENCY A 1 ZAR=............ |  |  |  | (In Foreign Currency)
39 | 39: CURRENCY B 1 ZAR=............ |  |  |  | (In Foreign Currency)
40 | 40: CURRENCY C 1 ZAR=............ |  |  |  | (In Foreign Currency)
41 | 41: CURRENCY D 1 ZAR=............ |  |  |  | (In Foreign Currency)
42 | 42: CURRENCY E 1 ZAR=............. |  |  |  | (In Foreign Currency)
43 | 43.TOTAL PRICE EXPATRIATE LABOUR |  |  | (24=38+39+40+41+42) |  |  | 0 | 0 | 0 | 0 | 0 | 0 | 0 | 0
| PRICE OVERSEAS ENGINEERING SERVICES (LINE 27) |  |  |  | (In Foreign Currency)
44 | 44: CURRENCY A 1 ZAR=............ |  |  |  | (In Foreign Currency)
45 | 45: CURRENCY B 1 ZAR=............ |  |  |  | (In Foreign Currency)
46 | 46: CURRENCY C 1 ZAR=............ |  |  |  | (In Foreign Currency)
47 | 47: CURRENCY D 1 ZAR=............ |  |  |  | (In Foreign Currency)
48 | 48: CURRENCY E 1 ZAR=............. |  |  |  | (In Foreign Currency)
49 | 49: TOTAL PRICE OVERSEAS ENGINEERING SERVICES (LINE 26) |  |  |  | (26=44+45+46+47+48) |  | 0 | 0 | 0 | 0 | 0 | 0 | 0 | 0
50 | 50: FOREIGN CONTENT OF TOTAL PRICE |  |  | (37+43+49) |  |  | 0 | 0 | 0 | 0 | 0 | 0 | 0 | 0
| SIGNATURE................................................................... |  |  |  | CAPACITY........................................................................

## 5.1.4 Exchange Rates
Enquiry No. |  | MWP1770TX
Package Name: |  | Provisioning of calibration and repair of Eskom Telecommunications test equipment on an as and when required basis for a period of three (3) years
Tenderer's Name: |  | 0
Category of Offer: |  | Main Offer Only
5.1.4 EXCHANGE RATES FOR MULTIPLE CURRENCIES
NOTES:
1 | The table below needs to be completed if the Employer will be exposed to any currency fluctuation as stipulated in Secondary Clause X3. For conversion of the foreign portions to Rand, please use the South African Reserve Bank's (SARB) exchange rate at 12:00 on the day of advertisement of the bid. This is in terms of the Preferential Procurement Policy Framework Act (PPPFA) with which the Employer has to comply. NB: Tenderers must submit proof of the SARB rate(s) of exchange used
2 | The following URL (electronic route) is to be followed to access the relevant SARB rates on their web pages:
www.resbank.co.za
- Select Research - Then select Rates - Click on "Select historical exchange rates and other interest rates" - Clicking on the exchange rate in the following page opens the daily rates per currency and SA Rand
3 | The Employer deals only in the currencies listed below unless other currencies are specifically approved for this tender. Kindly notify the Employer of any currency that the tenderer intends to use, but is not stipulated in the table, to consider sanctioning such currency. Sufficient time must be allowed for the assessment and to respond to such request. The onus is on the tenderer to submit a bid with approved currencies
4 | The format in which the exchange rate must be inserted in the table is: 1 (One) Foreign Currency = R Amount (i.e. the Rand amount for one of each foreign currency applicable). Exchange rates must be rounded to 4 decimals NB : Only the USD/ZAR, GBP/ZAR and EUR/ZAR are published in this way on the SARB web pages above. The Rand rate with the other currencies must be inverted (1/Foreign Currency Rate) in order to list it in the required format in the table below
5 | All information in the table below must conform with all other equivalent information in the offer.
Payment in terms of Payment Method 2 is considered as a "foreign payment" although it will be effected in South African Rand. However, amounts for "F.O.R. Price-Goods supplied from Imported Items", are NOT considered as "foreign payments"
If more than one payment method apply for a currency, the Tenderer must request an additional row be inserted in the table in order to split the values and identify the relevant method.
EXCHANGE RATES PUBLISHED BY SARB
NB: Tenderers must submit proof of the SARB rate (s) of exchange used.
|  |  |  | Date for which the rates are published : |  | Date to be inserted in the following format: Day, Month and Year. Must be the SARB rate at 12:00 on day of advertisement of bid
No | Currency Description | Code | Exchange Rate Currency 1,00 = R Amount | Payment Method 1a, 1b or 2 | Source
1 | South African Rand | ZAR | 1
2 | Australian Dollar | AUD | 0
3 | Canadian Dollar | CAN | 0
4 | Swiss Franc | CHF | 0
5 | Danish Krone | DKK | 0
6 | European Currency | EUR | 0
7 | British Pound | GBP | 0
8 | Hong Kong Dollar | HKD | 0
9 | Japanese Yen | JPY | 0
10 | Norwegian Krone | NOK | 0
11 | New Zealand Dollar | NZD | 0
12 | Swedish Krone | SEK | 0
13 | Singapore Dollar | SGD | 0
14 | United States Dollar | USD | 0